## SUMUP (hidden)
Business Unit (BU) |  |  | Lines of Business (LOB) |  | Connectable products |  | Supects products |  | TOTAL |  | These amounts of product in each lob are not completely exhaustive same as the protocols listed within the list
Industrial Automation |  |  | Process Automation |  | 78 |  | 14 |  | 92
|  |  | Digital Factory |  | 28 |  | 5 |  | 33
|  |  | Industrial Control & Drives |  | 26 |  | 0 |  | 26
AVEVA |  |  | AVEVA |  | 86 |  | 0 |  | 86
Energy Management |  |  | Digital Power |  | 111 |  | 0 |  | 111
|  |  | Digital Building |  | 37 |  | 5 |  | 42
|  |  | Secure Power |  | 71 |  | 18 |  | 89
|  |  | Power Products |  | 19 |  | 7 |  | 26
|  |  | Power Systems |  | 0 |  | 22 |  | 22
|  |  | Home & Distribution |  | 8 |  | 0 |  | 8
Innovation at the Edge |  |  | Digital Grid |  | 7 |  | 0 |  | 7
|  |  | eMobility |  | 1 |  | 0 |  | 1
|  |  | Energy storage & Solar |  | 0 |  | 1 |  | 1
|  |  | Company portfolio |  | 0 |  | 9 |  | 9
|  |  | TOTAL |  | 472 |  | 81 |  | 553
| Business Unit (BU) |  |  | Lines of Business (LOB) |  | Product Ranges |  | Product Ranges w/ Fingerprints |  | Percentages of Ranges visible on the public internet
| Industrial Automation |  |  | Process Automation |  | 83 |  | 17 |  | 20.48%
|  |  |  | Digital Factory |  | 35 |  | 8 |  | 22.86%
|  |  |  | Industrial Control & Drives |  | 26 |  | 4 |  | 15.38%
| Energy Management |  |  | Digital Power |  | 111 |  | 22 |  | 19.82%
|  |  |  | Digital Building |  | 42 |  | 15 |  | 35.71%
|  |  |  | Secure Power |  | 89 |  | 14 |  | 15.73%
|  |  |  | Power Products |  | 26 |  | 2 |  | 7.692%
|  |  |  | Power Systems |  | 22 |  | 1 |  | 4.545%
|  |  |  | Home & Distribution |  | 8 |  | 3 |  | 37.5%
|  |  |  | TOTAL |  | 442 |  | 86 |  | 19.46%
| Business Unit (BU) |  |  | Product Ranges | Product Ranges with Fingerprints |  | % |  |  |  | Business Unit (BU) |  | Product Ranges | Product Ranges with Fingerprints | %
| Industrial Automation |  |  | 151 | 30 |  | 19.87% |  |  |  | Industrial Automation |  | 146 | 30 | 20.55%
| Energy Management |  |  | 354 | #REF! |  | #REF! |  |  |  | Energy Management |  | 298 | 57 | 19.13%
|  |  |  | 505 | #REF! |  | #REF! | [5 empty] | 444 | 87 | 19.59%
|  | Digital Power |  | 170 | #REF! |  | #REF! |  |  |  |  | Digital Power | 111 | 22 | 19.82%
|  | Digital Building |  | 44 | #REF! |  | #REF! |  |  |  |  | Digital Building | 42 | 15 | 35.71%
|  | Secure Power |  | 93 | 4 |  | 4.301% |  |  |  |  | Secure Power | 89 | 14 | 15.73%
|  | Power Products |  | 22 | #REF! |  | #REF! |  |  |  |  | Power Products | 26 | 2 | 7.692%
|  | Power Systems |  | 22 | #REF! |  | #REF! |  |  |  |  | Power Systems | 22 | 1 | 4.545%
|  | Home & Distribution |  | 3 | #REF! |  | #REF! |  |  |  |  | Home & Distribution | 8 | 3 | 37.5%
|  |  |  | 354 | #REF! |  | #REF! | [5 empty] | 298 | 57 | 19.13%

## Summary Sheet
BU | LOB | No. of Connected Product Ranges | Detection Status - SE Product Ranges |  |  |  | Total Detection Capability (No, %) |  | Review Status
|  |  | Seen on BS | Seen on Shodan & Censys | Seen across all 3 platforms | Additional Capability Internal (Y) + BS (N)
Industrial Automation | Digital Factory | 151 | 43 | 30 | 11 | 19 | 62 | 41.06% | Done
Industrial Controls & Drives
Process Automation
Energy Management | Digital Buildings (D. Energy) | 48 | 11 | 15 | 5 | 10 | 21 | 43.75%
| Digital Power (D. Energy) | 170 | 27 | 21 | 8 | 13 | 40 | 23.53% | Review pending
| MicroGrid (D. Energy) | 15 | 0 | 0 | 0 | 0 | 0 | 0% | Review pending
| EcoStruxure Power (D. Energy) | 32 | 1 | 1 | 0 | 1 | 2 | 6.25% | Review pending
| Secure Power | 24 | 3 | 7 | 0 | 7 | 10 | 41.67% | Done
| Power Products | 22 | 5 | 2 | 0 | 2 | 7 | 31.82% | Done
| Home Solutions | 3 | 3 | 1 | 1 | 0 | 3 | 100% | Done
| Power Systems | 22 | 0 | 1 | 0 | 1 | 1 | 4.545%
Innovation @ Edge | Digital Grid | [7 empty] | Not Started
| eMobility | [7 empty] | Not Started
| Total | 487 | 93 | 78 | 25 | 53 | 146 | Global Detection Status
|  | 100% | 19.1% | 16.02% | 5.133% | 10.88% | 29.98%
Assumptions / Activities done |  |  | Action Needed
All offers ranges have been manually identified. |  |  | BU/LOB to confirm the list of offer ranges. Add/subtract based on latest updates available within the BU/LOB.
Some offer ranges don't have connectable products |  |  | Confirmation needed by the LOB. Those ranges to be removed from global list of connectable offers.
Target state to achieve
Final SE offers list with connectable products only as the baseline including legacy products (max 10 years).
Fingerprints per product or product range to be

## M-o-M
2025-02-01
2025-06-01
2025-08-01
2025-09-19

## Capability Table
2025-02-01
BU | LOB | No. of Connected Product Ranges | Total Detection Capability (No, %)
Industrial Automation | Digital Factory | 151 | 62 | 41.06%
Industrial Controls & Drives
Process Automation
Energy Management | Digital Power (D. Energy) | 170 | 40 | 23.53%
| Digital Buildings (D. Energy) | 48 | 21 | 43.75%
| Secure Power | 24 | 10 | 41.67%
| Power Products | 22 | 7 | 31.82%
| Home & Distribution | 3 | 3 | 100%
| Power Systems | 22 | 1 | 4.545%
| Total | 440 | 144 | Global Detection Status
|  | 100% | 32.73%
473
Assumptions / Activities done
All offers ranges have been manually identified.
Some offer ranges don't have connectable products
OT Protocols Detection
Target state to achieve | [5 empty] | 2024 Ambition | 10
Final SE offers list with connectable products only as the baseline including legacy products (max 10 years). | [5 empty] | Actual | 8
Fingerprints per product or product range to be | [5 empty] | % | 80%
| IA | 155 | 64
| DP | 120 | 45
| DB | 44 | 21
| SP | 93 | 18
| PP | 21 | 7
| H&D | 9 | 7
| Total | 442 | 162
36.65%

## Industrial Automation
| 43 | 30 | 151 | 151
Priority | Seen on BS | Fingerprints available | Product range | Family | LOB | BU | Type | EcoStruxure Level | State | Notes | Protocols | BacNet | EIP | FTP | HTTP/HTTPS | KNX | mDNS | Modbus Series | ModbusTCP | SNTP | SNMP | SQL Server | Telnet | DNP3 | Web | SMTP | SFTP | 3,4G | Wifi , IPV4,6 | IEC 60870-5-103/104/101 | IEC 61850 | Zigbee | Other | Available at GSL B'lore
High | Yes | No | Advantys OTB | PLC, PAC and dedicated controllers | Process automation | Industrial Automation | HW | Edge Control | No information |  | Modbus Serie, Modbus TCP | [6 empty] | Y | Y
High | No | No | Advantys STB | PLC, PAC and dedicated controllers | Process automation | Industrial Automation | HW | Edge Control | Commercialized |  | Modbus Serie, Modbus TCP | [6 empty] | Y | Y
Low | No | No | ATS22 | Variable speed drives | Industrial control and drives | Industrial Automation | HW | Connected product | No information |  | Modbus Serie, Modbus TCP | [6 empty] | Y
Low | No | No | ATS48 | Variable speed drives | Industrial control and drives | Industrial Automation | HW | Connected product | End of commercialisation |  | Modbus Serie, Modbus TCP | [6 empty] | Y | Y
Low | Yes | No | ATS480 | Variable speed drives | Industrial control and drives | Industrial Automation | HW | Connected product | Commercialized |  | Modbus Serie, Modbus TCP | [6 empty] | Y | Y
Low | No | No | ATV 212 | Variable speed drives | Industrial control and drives | Industrial Automation | HW | Connected product | Commercialized |  | Bacnet, Modbus TCP | Y | [5 empty] | Y
Low | No | No | ATV 212 (HVAC) | Variable speed drives | Process automation | Industrial Automation | HW | Edge control | Commercialized
Low | No | No | ATV 680 AFE | Variable speed drives | Industrial control and drives | Industrial Automation | HW | Connected product | Commercialized |  | Modbus TCP | [7 empty] | Y | [5 empty] | Y?
Low | No | No | ATV AFE | Variable speed drives | Industrial control and drives | Industrial Automation | HW | Connected product | No information |  | Modbus TCP | [7 empty] | Y
Low | No | No | ATV12 | Variable speed drives | Industrial control and drives | Industrial Automation | HW | Connected product | Commercialized |  | Modbus Serie, Modbus TCP | [6 empty] | Y
Low | No | No | ATV21 | Variable speed drives | Industrial control and drives | Industrial Automation | HW | Connected product | No information |  | Bacnet, Modbus Serie? | Y | [5 empty] | Y?
Low | Yes | No | ATV31 | Variable speed drives | Industrial control and drives | Industrial Automation | HW | Connected product | No information |  | Modbus TCP | [7 empty] | Y
Low | No | No | ATV312 | Variable speed drives | Industrial control and drives | Industrial Automation | HW | Connected product | Commercialized |  | Modbus Serie, Modbus TCP | [6 empty] | Y | Y
Low | No | No | ATV32 | Variable speed drives | Industrial control and drives | Industrial Automation | HW | Connected product | End of commercialisation |  | Modbus Serie, Modbus TCP | [6 empty] | Y | Y
Low | Yes | Yes | ATV320 | Variable speed drives | Industrial control and drives | Industrial Automation | HW | Connected product | Commercialized |  | Modbus Serie, Modbus TCP, FTP |  | Y |  |  |  |  | Y | Y
Low | Yes | No | ATV340 | Variable speed drives | Industrial control and drives | Industrial Automation | HW | Connected product | Commercialized |  |  |  | Y | [5 empty] | Y
Low | Yes | Yes | ATV600 | Variable speed drives | Industrial control and drives | Industrial Automation | HW | Connected product | Commercialized
Low | No | No | ATV6000 | Variable speed drives | Industrial control and drives | Industrial Automation | HW | Connected product | Commercialized |  |  |  | Y |  |  |  |  | Y | Y
Low | Yes | No | ATV61 | Variable speed drives | Industrial control and drives | Industrial Automation | HW | Connected product | End of commercialisation |  |  |  | Y |  |  |  |  | Y | Y
Low | No | Yes | ATV630 | Variable speed drives | Industrial control and drives | Industrial Automation | HW | Connected product | Commercialized |  |  |  | Y | [5 empty] | Y
Low | No | No | ATV660 | Variable speed drives | Industrial control and drives | Industrial Automation | HW | Connected product | Commercialized |  |  |  | Y
Low | No | No | ATV680 | Variable speed drives | Industrial control and drives | Industrial Automation | HW | Connected product | Commercialized |  |  |  | Y |  |  |  |  | Y | Y
Low | No | No | ATV71 | Variable speed drives | Industrial control and drives | Industrial Automation | HW | Connected product | End of commercialisation |  |  |  | Y |  |  |  |  | Y | Y
Low | Yes | No | ATV900 | Variable speed drives | Industrial control and drives | Industrial Automation | HW | Connected product | Commercialized
Low | No | Yes | ATV930 | Variable speed drives | Industrial control and drives | Industrial Automation | HW | Connected product | Commercialized |  |  |  | Y | [5 empty] | Y
Medium | No | No | ClearSCADA , GeoSCADA | Telemetry and remote SCADA | Digital Factory | Industrial Automation | SW | Edge control | Commercialized | Programming software | Software
| No | Yes | EcoStruxure Architecture Builder | Industrial Automation Software | Process automation | Industrial Automation | SW | Edge control | Commercialized | Programming software | Software
| No | Yes | EcoStruxure Augmented Operator Advisor |  | Digital Factory | Industrial Automation | SW | Analytics | Commercialized |  | Software
High | No | Yes | EcoStruxure Automation Expert | Industrial Automation Software | Process automation | Industrial Automation | SW | Edge control | Commercialized | Programming software | Software
| No | Yes | EcoStruxure Autonomous Production Advisor | Process control and safety | Digital Factory | Industrial Automation | SW | Analytics | Commercialized |  | Software
| No | No | EcoStruxure Clean-in-Place Advisor | Digital Services | Digital Factory | Industrial Automation | SW | Analytics | Commercialized |  | Software
| No | No | EcoStruxure Compressor Performance Monitor |  | Digital Factory | Industrial Automation | SW | Edge control | Commercialized |  | Software
| No | Yes | EcoStruxure Control Advisor ,Demo | Process control and safety | Digital Factory | Industrial Automation | SW | Analytics | Commercialized |  | Software
High | No | Yes | EcoStruxure Control Engineering | PLC,PAC and Controllers | Process automation | Industrial Automation | SW | Edge control | Commercialized | Programming software | Software
High | No | No | EcoStruxure Control Expert | PLC,PAC and Controllers | Process automation | Industrial Automation | SW | Edge control | Commercialized | Programming software | Software
| No | No | EcoStruxure Field Device Expert |  | Digital Factory | Industrial Automation | SW | Edge control | Commercialized | Programming software | Software
High | No | No | EcoStruxure Foxboro DCS | Process control and safety | Digital Factory | Industrial Automation | SW | Edge control | Commercialized |  | Software
| No | Yes | EcoStruxure Machine Advisor | Industrial Automation Software | Digital Factory | Industrial Automation | SW | Analytics | Commercialized |  | Software
| No | No | EcoStruxure Machine Expert | Industrial Automation Software | Process automation | Industrial Automation | SW | Edge control | Commercialized | Programming software | Software
| No | No | EcoStruxure Machine Expert Twin | Industrial Automation Software | Process automation | Industrial Automation | SW | Edge control | Commercialized | Programming software | Software
| No | No | EcoStruxure Machine SCADA Expert |  | Process automation | Industrial Automation | SW | Edge control | Commercialized | Programming software | Software
| No | No | EcoStruxure Maintenance Advisor Software | Process control and safety | Digital Factory | Industrial Automation | SW | Analytics | Commercialized |  | Software
| No | Yes | EcoStruxure Manufacturing Compliance Advisor | Industrial Automation and control | Digital Factory | Industrial Automation | SW | Analytics | Commercialized | Offer found on SE website | Software
High | No | Yes | EcoStruxure OPC UA Server Expert | PLC,PAC and Controllers | Digital Factory | Industrial Automation | SW | Edge control | Commercialized | Programming software | Software
| No | No | EcoStruxure Operator Terminal Expert |  | Digital Factory | Industrial Automation | SW | Edge control | Commercialized | Programming software | Software
| No | No | EcoStruxure Plant Advisor | Industrial Automation Software | Digital Factory | Industrial Automation | SW | Analytics | Commercialized |  | Software
| No | No | EcoStruxure Plant Performance Advisor | Industrial Automation and control | Digital Factory | Industrial Automation | SW | Analytics | Commercialized | Offer found on SE website | Software
| No | No | EcoStruxure Power and Process | Industrial Automation and control | Digital Factory | Industrial Automation | SW | Analytics | Commercialized | Offer found on SE website | Software
| No | No | EcoStruxure Power Automation System | Industrial Automation and control | Digital Factory | Industrial Automation | SW | Analytics | Commercialized | Offer found on SE website | Software (Use IEC61850)
| No | Yes | EcoStruxure Power SCADA Operation | Industrial Automation and control | Digital Factory | Industrial Automation | SW | Analytics | Commercialized | Offer found on SE website | Software
| No | No | EcoStruxure Process Advisor - Process Intelligence | Industrial Automation and control | Digital Factory | Industrial Automation | SW | Analytics | Commercialized | Offer found on SE website | Software
| No | No | EcoStruxure Process Expert | Industrial Automation and control | Process automation | Industrial Automation | SW | Analytics | Commercialized | Offer found on SE website | Software
| No | No | EcoStruxure Process Expert for AVEVA System Platform | Process control and safety | Digital Factory | Industrial Automation | SW | Edge control | Commercialized | Programming software | Software
| No | No | EcoStruxure Process Safety Advisor | Process control and safety | Digital Factory | Industrial Automation | SW | Analytics | Commercialized |  | Software
| No | No | EcoStruxure Pumping Performance Advisor | Industrial Automation and control | Digital Factory | Industrial Automation | SW | Analytics | Commercialized | Offer found on SE website | Software
| No | No | EcoStruxure Secure Connect Advisor |  | Digital Factory | Industrial Automation | SW | Edge control | Commercialized |  | Software
Medium | Yes | No | EcoStruxure System Advisor for Process Control | Process control and safety | Digital Factory | Industrial Automation | SW | Analytics | Commercialized |  | Software
| No | No | EcoStruxure System Advisor for Process Safety | Process control and safety | Digital Factory | Industrial Automation | SW | Analytics | Commercialized |  | Software
| No | No | EcoStruxure TMC Predictive Analytics |  | Digital Factory | Industrial Automation | SW | Edge control | Commercialized |  | Software
| No | No | EcoStruxure Traceability Advisor | Industrial Automation Software | Digital Factory | Industrial Automation | SW | Analytics | Commercialized |  | Software
High | No | No | EcoStruxure Triconex |  | Digital Factory | Industrial Automation | HW | Edge control | Commercialized |  | Software
| No | No | EcoStruxure Virtual Engineering | Process control and safety | Process automation | Industrial Automation | SW | Edge control | Commercialized | Programming software | Software
| No | No | EcoStruxure Water Advisor | Industrial Automation and Control | Digital Factory | Industrial Automation | SW | Analytics | Commercialized |  | Software
High | No | No | EcoStruxure Data Logger 4G LTE Remote Monitoring | Measurement and instrumentation | Digital Factory | Industrial Automation | HW | Connected product | Commercialized | [18 empty] | Y
Medium | No | No | EcoStruxure Process Instrumentation | Telemetry and remote SCADA | Process automation | Industrial Automation | HW | Connected product | Commercialized |  | EIP, Modbus Serie, Modbus TCP, Web, 3/4G |  | Y |  |  |  |  | Y | y | [5 empty] | Y |  |  | Y
| No | No | Enhanced Diagnostic Expert |  | Digital Factory | Industrial Automation | SW | Edge control | Commercialized
Medium | Yes | No | FactoryCast Gateway | Industrial Communications Devices | Process automation | Industrial Automation | HW | Edge control | Commercialized |  | Modbus Serie, Modbus TCP | [6 empty] | Y | Y
| No | Yes | FactoryCast HMI | Industrial Communications Devices | Process automation | Industrial Automation | SW | Edge control | Commercialized
Low | No | No | Foxboro Flow Meters | Measurement and instrumentation | Process automation | Industrial Automation | HW | Connected product | Commercialized | [8 empty] | Y | Y
Low | No | No | foxboro Pressure Transmitters | Measurement and instrumentation | Process automation | Industrial Automation | HW | Connected product | Commercialized | [8 empty] | Y | Y
Medium | No | No | Foxboro SCADA RTU | Telemetry and remote SCADA | Process automation | Industrial Automation | HW | Edge control | Commercialized |  | Ethernet
Medium | No | No | Harmony BX1 | HMI (Terminals and Industrial PC) | Process automation | Industrial Automation | HW | Edge control | Commercialized | [8 empty] | Y | Y
Medium | No | No | Harmony FP6 | HMI (Terminals and Industrial PC) | Process automation | Industrial Automation | HW | Edge control | Commercialized |  | No information | [6 empty] | Y? | Y?
Medium | No | No | Harmony GK | HMI (Terminals and Industrial PC) | Process automation | Industrial Automation | HW | Edge control | Commercialized | [8 empty] | Y | Y
Medium | No | No | Harmony GTO | HMI (Terminals and Industrial PC) | Process automation | Industrial Automation | HW | Edge control | Commercialized | [8 empty] | Y | Y
Medium | Yes | Yes | Harmony GTU , Magelis GTU | HMI (Terminals and Industrial PC) | Process automation | Industrial Automation | HW | Edge control | Commercialized | [8 empty] | Y | Y
Medium | No | No | Harmony GTUX | HMI (Terminals and Industrial PC) | Process automation | Industrial Automation | HW | Edge control | Commercialized | [8 empty] | Y | Y
| No | Yes | Harmony Hub | Pushbuttons, Switches, Pilot Lights, Control Stations and Joysticks | Digital Factory | Industrial Automation | HW | Edge control | Commercialized | [8 empty] | Y? | Y | [12 empty] | Y
Medium | Yes | No | Harmony iPC | HMI (Terminals and Industrial PC) | Process automation | Industrial Automation | HW | Edge control | Commercialized | Not sure on protocol | [7 empty] | Y | Y
Medium | No | No | Harmony P6 | HMI (Terminals and Industrial PC) | Process automation | Industrial Automation | HW | Edge control | Commercialized | Not sure on protocol | [7 empty] | Y | Y
Medium | Yes | No | Harmony SCU | HMI (Terminals and Industrial PC) | Process automation | Industrial Automation | HW | Edge control | Commercialized | [8 empty] | Y | Y
Medium | Yes | No | Harmony ST6 | HMI (Terminals and Industrial PC) | Process automation | Industrial Automation | HW | Edge control | Commercialized | [8 empty] | Y | Y
Medium | Yes | No | Harmony STO & STU | HMI (Terminals and Industrial PC) | Process automation | Industrial Automation | HW | Edge control | Commercialized |  |  |  | Y? |  |  |  |  | Y | Y
| No | No | Lexium 28 | Motion Control and Robotics | Industrial control and drives | Industrial Automation | HW | Edge control | Commercialized |  |  |  | Y |  |  |  |  | Y | Y
| No | No | Lexium 32 | Motion Control and Robotics | Industrial control and drives | Industrial Automation | HW | Edge control | Commercialized |  |  |  | Y |  |  |  |  | Y | Y
Low | No | No | Lexium Cobot | Motion Control and Robotics | Industrial control and drives | Industrial Automation | HW | Connected product | Commercialized |  |  |  | Y? |  |  |  |  | Y? | Y?
Medium | Yes | Yes | Magelis XBT GT ,GC | Human Machine Interfaces (HMI) | Process automation | Industrial Automation | HW | Edge control | Commercialized | [8 empty] | Y | Y
| No | Yes | Model 6 iMCC | Motor Control Centers | Process automation | Industrial Automation | HW | Edge control | Commercialized | [8 empty] | Y | Y
High | No | No | Modicon ATV dPAC | Variable speed drives | Process automation | Industrial Automation | HW | Edge control | Commercialized |  |  |  | Y |  |  |  |  | Y | Y
High | No | No | Modicon ETB | PLC,PAC and Controllers | Digital Factory | Industrial Automation | HW | Connected product | Commercialized |  |  |  | Y | [5 empty] | Y
Medium | No | Yes | Modicon FactoryCast Gateway | Industrial Communications Devices | Digital Factory | Industrial Automation | HW | Connected product | Commercialized
Medium | No | Yes | Modicon FactoryCast Web Server | Industrial Communications Devices | Digital Factory | Industrial Automation | HW | Connected product | Commercialized | [9 empty] | Y |  | Y |  |  |  | Y
High | No | No | Modicon M100 | PLC,PAC and Controllers | Digital Factory | Industrial Automation | HW | Edge control | Commercialized | [8 empty] | Y | Y
High | Yes | No | Modicon M168 | PLC,PAC and Controllers | Digital Factory | Industrial Automation | HW | Edge control | Commercialized | [8 empty] | Y | Y | [5 empty] | Y
High | No | No | Modicon M171 | PLC,PAC and Controllers | Digital Factory | Industrial Automation | HW | Edge control | Commercialized | [8 empty] | Y | Y
High | No | Yes | Modicon M172 | PLC,PAC and Controllers | Digital Factory | Industrial Automation | HW | Edge control | Commercialized | [8 empty] | Y | Y
High | No | No | Modicon M173 | PLC,PAC and Controllers | Digital Factory | Industrial Automation | HW | Edge control | Commercialized | [8 empty] | Y | Y
High | Yes | No | Modicon M200 | PLC,PAC and Controllers | Digital Factory | Industrial Automation | HW | Edge control | Commercialized | [8 empty] | Y | Y
High | Yes | No | Modicon M218 | PLC,PAC and Controllers | Digital Factory | Industrial Automation | HW | Edge control | End of commercialisation
High | Yes | Yes | Modicon M221 | PLC,PAC and Controllers | Digital Factory | Industrial Automation | HW | Edge control | Commercialized |  |  |  | Y |  |  |  |  | Y | Y
High | Yes | No | Modicon M238 | PLC,PAC and Controllers | Digital Factory | Industrial Automation | HW | Edge control | To be discontinued | [8 empty] | Y | Y
High | Yes | Yes | Modicon M241 | PLC,PAC and Controllers | Digital Factory | Industrial Automation | HW | Edge control | Commercialized |  |  |  | Y | Y |  |  |  | Y | Y | [5 empty] | Y | [5 empty] | Y?
High | Yes | No | Modicon M251 | PLC,PAC and Controllers | Digital Factory | Industrial Automation | HW | Edge control | Commercialized |  |  |  | Y |  |  |  |  | Y | Y
High | No | No | Modicon M251 dPAC | PLC,PAC and Controllers | Digital Factory | Industrial Automation | HW | Edge control | Commercialized |  |  |  | Y |  |  |  |  | Y | Y
High | Yes | No | Modicon M258 | PLC,PAC and Controllers | Digital Factory | Industrial Automation | HW | Edge control | Commercialized |  |  |  | Y | Y |  |  |  | Y | Y |  | Y |  |  |  | Y | [5 empty] | Y
High | No | No | Modicon M262 dPAC | PLC,PAC and Controllers | Digital Factory | Industrial Automation | HW | Edge control | Commercialized |  |  |  | Y |  |  |  |  | Y | Y
High | Yes | Yes | Modicon M262 | PLC,PAC and Controllers | Digital Factory | Industrial Automation | HW | Edge control | Commercialized |  |  |  | Y | Y | Y |  |  | Y | Y | Y | Y |  |  |  | Y | [5 empty] | Y
High | Yes | Yes | Modicon M340 | PLC,PAC and Controllers | Digital Factory | Industrial Automation | HW | Edge control | Commercialized |  |  |  | Y | Y | Y |  |  | Y | Y | Y | Y |  |  | Y | Y | [5 empty] | Y
High | Yes | Yes | Modicon M580 | PLC,PAC and Controllers | Digital Factory | Industrial Automation | HW | Edge control | Commercialized |  |  |  | Y | Y | Y |  |  | Y | Y |  |  |  |  | Y | [6 empty] | Y
High | No | No | Modicon M580 dPAC | PLC,PAC and Controllers | Digital Factory | Industrial Automation | HW | Edge control | Commercialized |  |  |  | Y |  |  |  |  | Y | Y
High | Yes | No | Modicon MC80 | PLC,PAC and Controllers | Digital Factory | Industrial Automation | HW | Edge control | Commercialized |  |  |  |  | Y |  |  |  |  | Y | Y | Y
High | No | No | Modicon MCM | PLC,PAC and Controllers | Digital Factory | Industrial Automation | HW | Connected product | Commercialized | [8 empty] | Y
High | Yes | No | Modicon momentum | PLC,PAC and Controllers | Digital Factory | Industrial Automation | HW | Edge control | Commercialized | [8 empty] | Y | Y
High | No | No | Modicon Networking | Industrial Communications Devices | Digital Factory | Industrial Automation | HW | Connected product | Commercialized |  |  |  | Y | [5 empty] | Y | [9 empty] | Y
High | No | No | Modicon PacDrive 3 LMC Pro , LMC Eco | Motion Control and Robotics | Industrial control and drives | Industrial Automation | HW | Edge control | Commercialized |  |  |  | Y | Y | Y |  |  | Y | Y
High | Yes | Yes | Modicon Premium | PLC, PAC and dedicated controllers | Digital Factory | Industrial Automation | HW | Edge control | End of commercialisation |  |  |  | Y |  |  |  |  | Y | Y | [5 empty] | Y
High | Yes | Yes | Modicon TM3 | PLC,PAC and Controllers | Digital Factory | Industrial Automation | HW | Edge control | Commercialized |  |  |  | Y |  |  |  |  | Y | Y
High | No | No | Modicon TM5 | PLC,PAC and Controllers | Digital Factory | Industrial Automation | HW | Edge control | Commercialized |  |  |  | Y |  |  |  |  | Y | Y
High | Yes | No | Modicon X80 | PLC,PAC and Controllers | Digital Factory | Industrial Automation | HW | Edge control | Commercialized |  |  |  | Y |  |  |  |  | Y | Y | [11 empty] | Y
| No | No | PL7 |  | Process automation | Industrial Automation | SW | Edge control | Commercialized | Programming software
Medium | No | No | PowerLogic SAGE RTU | Telemetry and remote SCADA | Process automation | Industrial Automation | HW | Edge control | Commercialized
| No | Yes | Plant IT (ProLeiT) | Process control and safety | Process automation | Industrial Automation | HW | Edge control | Commercialized
High | Yes | No | Quantum (Modicon) | PLC, PAC and dedicated controllers | Process automation | Industrial Automation | HW | Edge control | Commercialized |  |  |  | Y |  |  |  |  | Y | Y
Medium | No | No | Realift | Telemetry and remote SCADA | Process automation | Industrial Automation | HW | Edge control | Commercialized
| No | No | Safety Validator |  | Digital Factory | Industrial Automation | SW | Edge control | Commercialized
High | No | No | SCADAPack 100 | Telemetry and remote SCADA | Process automation | Industrial Automation | HW | Edge control | End of commercialisation | [8 empty] | Y | Y?
High | No | No | SCADAPack 300 | Telemetry and remote SCADA | Process automation | Industrial Automation | HW | Edge control | End of commercialisation | [8 empty] | Y | Y?
High | No | No | SCADAPack 32 | Telemetry and remote SCADA | Process automation | Industrial Automation | HW | Edge control | End of commercialisation | [8 empty] | Y | Y?
High | No | No | SCADAPack 47x , 47xi | Telemetry and remote SCADA | Process automation | Industrial Automation | HW | Edge control | Commercialized |  |  |  |  | Y | Y |  |  | Y | Y |  |  |  |  | Y | [5 empty] | Y
High | No | No | SCADAPack 50 | Telemetry and remote SCADA | Process automation | Industrial Automation | HW | Edge control | End of commercialisation | [8 empty] | Y | Y? | [8 empty] | Y?
High | No | No | SCADAPack 500E ,300E | Telemetry and remote SCADA | Process automation | Industrial Automation | HW | Edge control | Commercialized |  |  |  |  | Y |  |  |  | Y | Y |  |  |  |  | Y | [5 empty] | Y
High | No | No | SCADAPack 57x | Telemetry and remote SCADA | Process automation | Industrial Automation | HW | Edge control | Commercialized |  |  |  |  | Y |  |  |  | Y | Y |  |  |  |  | Y | [5 empty] | Y
High | No | No | SCADAPack E Workbench | Telemetry and remote SCADA | Process automation | Industrial Automation | SW | Edge control | Commercialized
High | No | No | SCADAPack Workbench | Telemetry and remote SCADA | Process automation | Industrial Automation | SW | Edge control | Commercialized
High | No | No | Trio J series | Telemetry and remote SCADA | Process automation | Industrial Automation | HW | Connected product | Commercialized |  |  |  | Y? |  | Y |  |  | Y | Y
High | No | No | Trio K series | Telemetry and remote SCADA | Process automation | Industrial Automation | HW | Connected product | Commercialized
High | No | No | Trio Q series | Telemetry and remote SCADA | Process automation | Industrial Automation | HW | Connected product | Commercialized |  |  |  | Y? |  | Y |  |  | Y | Y
| No | No | TriStation TS1131 |  | Process automation | Industrial Automation | SW | Edge control | Commercialized
High | Yes | No | Twido | PLC,PAC and Controllers | Process automation | Industrial Automation | HW | Edge control | Commercialized | [8 empty] | Y | Y
| No | No | TwidoSuite | Software | Process automation | Industrial Automation | SW | Edge control | no information
Medium | Yes | No | W@de RTU | Industrial Automation and Control | Process automation | Industrial Automation | HW | Edge control | End of commercialisation | No information
High | Yes | No | ZelioLogic | PLC,PAC and Controllers | Process automation | Industrial Automation | HW | Edge control | Commercialized | [8 empty] | Y | Y
Medium | Yes | No | Easy Harmony GXU | HMI (Terminals and Industrial PC) | Process automation | Industrial Automation | HW | Edge control | Commercialized
Medium | Yes | No | ETG100 |  | Process automation | Industrial Automation | HW | Edge control | Commercialized
High | Yes | No | Modicon STB | PLC, PAC and dedicated controllers | Digital Factory | Industrial Automation
High | Yes | No | Motion Controllers
| Yes | No | Operations Management Software
Medium | Yes | No | Remote SCADA Software
High | Yes | No | SCADAPack
High | No | No | Modicon Micro | PLC, PAC and dedicated controllers | Digital Factory | Industrial Automation
Medium | No | No | Harmony ET6 | HMI (Terminals and Industrial PC) | Digital Factory | Industrial Automation
| No | No | ProWORX |  | Process automation | Industrial Automation | SW | Edge control | No information | Programming software only use for legacy products
| Yes | No | Industrial IoT apps and analytics |  | Digital Factory | Industrial Automation
| Yes | No | Process Control
Note on F2: [Commentaire à thread] Votre version d’Excel vous permet de lire ce commentaire à thread. Toutefois, les modifications qui y sont apportées seront supprimées si le fichier est ouvert dans une version plus récente d’Excel. En savoir plus : https://go.microsoft.com/fwlink/?linkid=870924 Commentaire : To be verified by IA BU
Note on B59: [Commentaire à thread] Votre version d’Excel vous permet de lire ce commentaire à thread. Toutefois, les modifications qui y sont apportées seront supprimées si le fichier est ouvert dans une version plus récente d’Excel. En savoir plus : https://go.microsoft.com/fwlink/?linkid=870924 Commentaire : TBC. Seen as Process Control on BS
Note on D145: [Commentaire à thread] Votre version d’Excel vous permet de lire ce commentaire à thread. Toutefois, les modifications qui y sont apportées seront supprimées si le fichier est ouvert dans une version plus récente d’Excel. En savoir plus : https://go.microsoft.com/fwlink/?linkid=870924 Commentaire : Added. Was not included in the offer list but seen as OT exposure.
Note on D146: [Commentaire à thread] Votre version d’Excel vous permet de lire ce commentaire à thread. Toutefois, les modifications qui y sont apportées seront supprimées si le fichier est ouvert dans une version plus récente d’Excel. En savoir plus : https://go.microsoft.com/fwlink/?linkid=870924 Commentaire : Added. Was not included in the offer list but seen as OT exposure.

## Digital Power
| 27 | 21 | 170 | 170
Priority | Seen on BS | Fingerprints available | Product range | Family | LOB | BU | Type | EcoStruxure Level | State | Notes | Protocols | BacNet | EIP | FTP | HTTP/HTTPS | KNX | mDNS | Modbus Series | ModbusTCP | SNTP | SNMP | SQL Server | Telnet | DNP3 | Web | SMTP | SFTP | 3,4G | Wifi , IPV4,6 | IEC 60870-5-103/104/101 | IEC 61850 | Zigbee | Bluetooth | Available at GSL B'lore
| No | No | A9MEM2050, A9MEM2055, A9MEM2435, A9MEM2455 (Brand Label) | Basic Metering | Digital Power | Energy Management | HW | Connected Product | Commercialized | Add from Product Portfolio RA
| No | No | Advanced Metering Platform | Advanced Metering | Digital Power | Energy Management | HW | Connected Product | Commercialized
| No | No | BCPME | Advanced Metering | Digital Power | Energy Management | HW | Connected Product | Commercialized
| No | No | C264 | Power Management System | Digital Power | Energy Management | HW | Connected Product | Commercialized | Add from Product Portfolio FS
| No | No | C5 | Power Management System | Digital Power | Energy Management | HW | Connected Product | Commercialized | Add from Product Portfolio FS
| No | No | CAE | Power Management System | Digital Power | Energy Management | SW | Edge control | Commercialized | Add from Product Portfolio FS
| No | No | CAP | Power Mgt Systems | Digital Power | Energy Management | SW | Edge control | Commercialized | Add from Product Portfolio DP LoB (Laura)
| No | No | Conductor MDM | Medium Voltage Distribution and Grid Automation |  |  | SW | Edge control , Analytics | Commercialized |  | Software
| No | No | Curling Head Unit (system) | Power Management System | Digital Power | Energy Management | SW | Edge control |  | Add from Product Portfolio FS
| No | No | Curling Head Unit configurator | Power Management System | Digital Power | Energy Management | SW | Edge control |  | Add from Product Portfolio FS
| No | No | Curling Head Unit Hypervisor | Power Management System | Digital Power | Energy Management | SW | Edge control |  | Add from Product Portfolio FS
| No | No | Curling Head Unit Virtualized P7 | Power Management System | Digital Power | Energy Management | SW | Edge control |  | Add from Product Portfolio FS
| No | No | DIN RS485 600V ( Serial) | Basic Metering | Digital Power | Energy Management | HW | Connected Product | Commercialized | Add from Product Portfolio RA
| No | No | DINEthernet SE EM3570,EM3570A,EM3570X,EM3570AX | Basic Metering | Digital Power | Energy Management | HW | Connected Product | Commercialized | Add from Product Portfolio RA
| No | No | DINethernet Varis E71E3 ,E71E3A,E71E3X E71E3AX | Basic Metering | Digital Power | Energy Management | HW | Connected Product | Commercialized | Add from Product Portfolio RA
| No | No | DVR (Brand Label) | Power Quality and Power Factor Correction | Digital Power | Energy Management | HW | Connected Product | End of commercialisation | Add from Product Portfolio DP LoB (Laura)
| No | No | Easergy Builder | Protection and Control | Digital Power | Energy Management | SW | Edge control | Commercialized | Add from Product Portfolio DP LoB (Laura) | HTTPS |  |  |  | Y
| No | Yes | Easergy Flair | Medium Voltage Distribution and Grid Automation | Digital Power | Energy Management | HW | Connected product | Commercialized |  | Modbus Serie | [6 empty] | Y
| No | No | Easergy Flair 200 | Medium Voltage Distribution and Grid Automation | Digital Power | Energy Management | HW | Connected product | Commercialized |  | Modbus Serie, Modbus TCP, DNP3, SMTP, 3,4G | [6 empty] | Y | Y |  |  |  |  | Y |  | Y |  | Y
| No | No | Easergy Flite 116 | Medium Voltage Distribution and Grid Automation | Digital Power | Energy Management | HW | Connected product | Commercialized |  | Modbus Serie, Modbus TCP, DNP3 | [6 empty] | Y | Y |  |  |  |  | Y
| No | No | Easergy G200 | Medium Voltage Distribution and Grid Automation | Digital Power | Energy Management | HW | Connected product | Commercialized |  | Modbus Serie, DNP3 | [6 empty] | Y | [5 empty] | Y
| No | No | Easergy MiCOM C434 | Protection relays | Digital Power | Energy Management | HW | Connected product | End of commercialisation |  | IEC 60870-5-104, IEC 61850, SNTP, SSH, PTP, SNMP, Modbus Serie | [6 empty] | Y |  | Y | Y |  | SSH | [6 empty] | Y | Y
| No | No | Easergy MiCOM Px10 | Protection relays | Digital Power | Energy Management | HW | Connected product | End of commercialisation | Non-routable product | Modbus RTU,IEC 60870-5-103, DNP | [6 empty] | Y | [11 empty] | Y
| No | No | Easergy MiCOM Px20 | Protection relays | Digital Power | Energy Management | HW | Connected product | End of commercialisation | Non-routable product | Modbus RTU,IEC 60870-5-103, DNP | [6 empty] | Y | [11 empty] | Y
| No | No | Easergy MiCOM Px30 | Protection relays | Digital Power | Energy Management | HW | Connected product | Commercialized |  | IEC 60870-5-104, IEC 61850, SNTP, SSH, PTP, SNMP, Modbus Serie | [6 empty] | Y |  |  |  |  | SSH | [6 empty] | Y | Y
| No | No | Easergy MiCOM Px40 | Protection relays | Digital Power | Energy Management | HW | Connected product | Commercialized |  | Modbus TCP, Modbus Serie,IEC 60870-5-103, DNP3, IEC 61850, SNTP | [6 empty] | Y | Y | Y |  |  |  | Y | [5 empty] | Y | Y
| No | No | Easergy P1 | Medium Voltage Distribution and Grid Automation | Digital Power | Energy Management | HW | Connected product | To be Discontinued | Non-routable product | Modbus Serie, IEC 103 | [6 empty] | Y | [11 empty] | IEC 103
| Yes | No | Easergy P3 | Medium Voltage Distribution and Grid Automation | Digital Power | Energy Management | HW | Connected product | To be Discontinued |  | EIP, Modbus Serie, Modbus TCP, EIP, SNTP, FTP, HTTP, Telnet, DNP3, IEC60870-5-103&101, IEC61850 |  | Y | Y | Y |  |  | Y | Y | Y |  |  | Y | Y | [5 empty] | Y | Y
| No | Yes | Easergy P5 | Medium Voltage Distribution and Grid Automation | Digital Power | Energy Management | HW | Connected product | To be Discontinued |  | EIP, Modbus Serie, Modbus TCP, SNTP, PTP, DNP3, IEC60870-5-103&101, IEC61850, SSH, SFTP, HTTPS |  | Y |  | Y |  |  | Y | Y | Y |  |  | SSH | Y | [5 empty] | Y | Y
| No | No | Easergy P7 | Medium Voltage Distribution and Grid Automation | Digital Power | Energy Management | HW | Connected product | To be Discontinued |  | Modbus Serie, Modbus TCP, SNTP, HTTPS, SFTP, SNMP, DNP3, IEC60870-5-103, IEC61850, IEC61869-9, PTP |  |  |  | Y |  |  | Y | Y | Y | Y |  |  | Y |  |  | Y |  |  | Y | Y
| No | No | Easergy Pro | Power Mgt Systems | Digital Power | Energy Management | SW | Edge control | Commercialized | Add from Product Portfolio DP LoB (Laura)
| No | No | Easergy PS 100 | Medium Voltage Distribution and Grid Automation | Digital Power | Energy Management | HW | Connected product | Commercialized |  | Modbus Serie | [6 empty] | Y
| No | No | Easergy Studio | Power Mgt Systems | Digital Power | Energy Management | SW | Connected product | Commercialized | Add from Product Portfolio DP LoB (Laura)
| Yes | No | Easergy T200,T200I | Medium Voltage Distribution and Grid Automation | Digital Power | Energy Management | HW | Connected product | Commercialized |  | Modbus Serie , Modbus TCP, http | [6 empty] | Y | Y |  |  |  |  | Y |  |  |  | Y
| No | No | EasyLogic AccuSine PCSU | Power Quality and Power Factor Correction | Digital Power | Energy Management | HW | Connected product | Commercialized | Non-routable product | Modbus Serie | [6 empty] | Y
| No | No | EasyLogic DM2000 | Low voltage power distribution products and equipment | Digital Power | Energy Management | HW | Connected product | End of commercialisation |  | Modbus Serie, Modbus TCP? | [6 empty] | Y | Y ?
| No | No | EasyLogic PM1100 | Power Monitoring and Energy Monitoring Systems | Digital Power | Energy Management | HW | Connected product | Commercialized | Non-routable product | Modbus Serie | [6 empty] | Y
| Yes | No | EasyLogic PM2000 | Power Metering and Energy Monitoring Systems | Digital Power | Energy Management | HW | Connected product | Commercialized | Non-routable product | Modbus Serie | [6 empty] | Y
| No | No | EcoStrucxure Power Operation (EPO) | Power Mgt Systems | Digital Power | Energy Management | SW | Edge control | Commercialized | Add from Product Portfolio DP LoB (Laura) Power SCADA Expert (PSE), PowerSCADA Operation (PSO), Powerlogic SCADA (PLS)
| No | No | EcoStruxure Energy Profiler Online | Medium Voltage Distribution and Grid Automation |  |  | SW | Edge control | Commercialized | I think think is Buildings based on https://schneiderelectric.sharepoint.com/sites/BuildingSegmentsSolutionArchitectureGroup/_layouts/15/viewer.aspx?sourcedoc={32a0a312-27b4-4287-ac3a-2be6ff6468ad} | Software
| No | No | EcoStruxure Power Build Rapsody | Low voltage products and systems | Digital Power | Energy Management | SW | Edge control | Commercialized |  | Software
| No | Yes | EcoStruxure Power Operation | Power Metering and Energy Monitoring Systems | Digital Power | Energy Management | SW | Edge control | Commercialized |  | Software
| No | Yes | EcoStruxure Site Server | Low voltage products and systems | Digital Power | Energy Management | HW | Edge control | Commercialized |  | EIP?, Modbus Serie, Modbus TCP, Web?, 3,4G, HTTP |  | Y? |  |  |  |  | Y | Y | [5 empty] | Y? |  |  | Y
| No | Yes | EcoStruxure XR Operator Advisor | Low voltage products and systems | Digital Power | Energy Management | SW | Analytics | Commercialized |  | Software
| No | No | EcoStruxureFDM128 | Low voltage products and systems |  |  | HW | Connected product | Commercialized |  | EIP?, Modbus Serie, Modbus TCP |  | Y ? |  |  |  |  | Y | Y
| No | Yes | EcoStruxurePower Automation System | Medium Voltage Distribution and Grid Automation | Digital Power | Energy Management | SW | Edge control | Commercialized |  | Software
| No | No | EcoStruxurePower Management Software | Power Management Software | Digital Power | Energy Management | SW | Connected product | Commercialized |  | Software
| No | Yes | EcoStruxurePower Monitoring Expert (PME) | Power Monitoring and Energy Monitoring Systems | Digital Power | Energy Management | SW | Edge control | Commercialized |  | Software
| No | No | EcoStruxurePower SCADA Expert | Power Metering and Energy Monitoring Systems | Digital Power | Energy Management | SW | Connected product | Commercialized | Combine with line above EPO | Software
| No | No | EcoStruxureSite Server | Low voltage products and systems | Digital Power | Energy Management | HW | Connected product | Commercialized |  | Modbus RTU, Modbus TCP and 4G | [6 empty] | Y | Y | [8 empty] | Y
| Yes | No | EM6438 |  | Digital Power | Energy Management |  |  |  | Is this india offer only? Part of EM6400NG ranage https://www.se.com/in/en/product-range/63369-em6400ng+/?parent-subcategory-id=82264&filter=business-4-low-voltage-products-and-systems#products
| No | No | EMS Controller | Power Management System | Digital Power | Energy Management | HW | Connected Product |  | Add from Product Portfolio FS
| No | No | EMS Interface HMI | Power Management System | Digital Power | Energy Management | SW | Edge control |  | Add from Product Portfolio FS
| No | No | EMS Studio (configurator) | Power Management System | Digital Power | Energy Management | SW | Edge control |  | Add from Product Portfolio FS
| No | No | EMS System ( Controller, interface ) | Power Management System | Digital Power | Energy Management | SW | Edge control |  | Add from Product Portfolio FS
| No | No | Energy meters (Square D) | Power Metering and Energy Monitoring Systems | Digital Power | Energy Management | HW | Connected product | End of commercialisation |  | Modbus Serie | [6 empty] | Y
| Yes | Yes | Enerlin'X Com'X 200,210,510 | Power Metering and Energy Monitoring Systems | Digital Power | Energy Management | HW | Edge control | To be Discontinued |  | FTP, KNX, Modbus Serie, Modbus TCP, Web, Wifi IPV4,6, Zigbee |  |  | Y | Y |  |  | Y | Y | [5 empty] | Y |  |  |  | Y
| No | Yes | Enerlin'X iRIO | Power Metering and Energy Monitoring Systems |  |  | HW | Edge control | End of commercialisation |  | FTP, mDNS, Modbus Serie, Modbus TCP, Zigbee |  |  | Y |  |  | Y | Y | Y | [12 empty] | Y
| No | No | EPAS Gateway Linux | Power Management System | Digital Power | Energy Management | HW | Connected Product |  | Add from Product Portfolio FS
| No | No | EPAS Gateway addons" (EMO,GMS..) | Power Management System | Digital Power | Energy Management | HW | Connected Product |  | Add from Product Portfolio FS
| No | No | EPAS Gateway Windows | Power Management System | Digital Power | Energy Management | HW | Connected Product |  | Add from Product Portfolio FS
| No | No | EPAS System | Power Management System | Digital Power | Energy Management | SW | Edge control |  | Add from Product Portfolio FS
| No | No | EPAS-E | Power Mgt Systems | Digital Power | Energy Management | SW | Edge control | Commercialized | Add from Product Portfolio DP LoB (Laura)
| No | No | EPASUI EcoSUI | Power Management System | Digital Power | Energy Management | SW | Edge control |  | Add from Product Portfolio FS
| No | No | EPASUI WebHMI | Power Management System | Digital Power | Energy Management | SW | Edge control |  | Add from Product Portfolio FS
| No | No | ESM | Power Mgt Systems | Digital Power | Energy Management | SW | Edge control | Commercialized | Add from Product Portfolio DP LoB (Laura)
| Yes | No | EV Charging Management Systems
| No | No | HDPM | Advanced Metering | Digital Power | Energy Management | HW | Connected Product | Commercialized
| No | No | HMI Studio (configurator of EPASUI WebHMI) | Power Management System | Digital Power | Energy Management | SW | Edge control |  | Add from Product Portfolio FS
| No | No | IFL Mobile Kit | Basic Metering | Digital Power | Energy Management | HW | Connected Product | Commercialized | Add from Product Portfolio RA
| No | No | iFLS | Power Management System | Digital Power | Energy Management | HW | Connected Product | Commercialized | Add from Product Portfolio FS
| No | No | IM10/20 ( Serial) | Basic Metering | Digital Power | Energy Management | HW | Connected Product | Commercialized | Add from Product Portfolio RA
| No | No | IM400( Serial) | Basic Metering | Digital Power | Energy Management | HW | Connected Product | Commercialized | Add from Product Portfolio RA
| No | No | ION Setup | Advanced Metering | Digital Power | Energy Management | SW | Connected Product | Commercialized | Add from Product Portfolio DP LoB (Laura) Replaced by PLES
| No | No | KPI Monitor (companion of EPASUI WebHMI) | Power Management System | Digital Power | Energy Management | SW | Edge control |  | Add from Product Portfolio FS
| No | No | Medium Refresh ( Ethernet +Non ethernet) | Basic Metering | Digital Power | Energy Management | HW | Connected Product | Commercialized | Add from Product Portfolio RA
| No | No | NeXT | Power Mgt Systems | Digital Power | Energy Management | SW | Edge control | Commercialized | Add from Product Portfolio DP LoB (Laura)
| No | No | P7s | Power Management System | Digital Power | Energy Management | HW | Connected Product | Commercialized | Add from Product Portfolio FS
| Yes | No | PM1130 |  | Digital Power | Energy Management |  |  |  | EasyLogic PM1130H dual source meters - should be buildings?
| Yes | No | PM1200 |  | Digital Power | Energy Management |  |  |  | Pretty sure this is easylogic range so buildings
| No | No | PM2000 | Basic Metering | Digital Power | Energy Management | HW | Connected Product | Commercialized | Add from Product Portfolio RA
| No | No | PM53XX | Basic Metering | Digital Power | Energy Management | HW | Connected Product | Commercialized | Add from Product Portfolio RA
| No | No | PM55XX | Basic Metering | Digital Power | Energy Management | HW | Connected Product | Commercialized | Add from Product Portfolio RA
| No | No | PM55XX ( IPV6) Release | Basic Metering | Digital Power | Energy Management | HW | Connected Product | Commercialized | Add from Product Portfolio RA
| Yes | No | PM700 |  | Digital Power | Energy Management |  |  |  | PM700 and PM800 (not listed) series long since end of life - do you want them in your list?
| No | No | Power Logic Intrutive ( BB1.1) | Basic Metering | Digital Power | Energy Management | HW | Connected Product | Commercialized | Add from Product Portfolio RA
| No | No | PowerLink MVP | Low voltage products and systems | Digital Power | Energy Management | HW | Connected product | Commercialized |  | Bacnet, Modbus Serie, Modbus TCP | Y | [5 empty] | Y | Y
| No | No | PowerLogic Accusine EVC+ | Power Quality and Power Factor Correction | Digital Power | Energy Management | HW | Connected product | Commercialized |  | Modbus Serie, Modbus TCP | [6 empty] | Y | Y
| No | No | PowerLogic AccuSine PCS+ | Power Quality and Power Factor Correction | Digital Power | Energy Management | HW | Connected product | Commercialized |  | Modbus Serie, Modbus TCP | [6 empty] | Y | Y
| No | No | PowerLogic AccuSine PCSn | Power Quality and Power Factor Correction | Digital Power | Energy Management | HW | Connected product | Commercialized |  | Modbus Serie, Modbus TCP | [6 empty] | Y | Y
| No | No | PowerLogic Accusine PVF+ | Energy quality | Digital Power | Energy Management | HW | Connected product | Commercialized |  | Modbus Serie, Modbus TCP | [6 empty] | Y | Y
| Yes | No | PowerLogic BCPM | Power Metering and Energy Monitoring Systems | Digital Power | Energy Management | HW | Connected product | Commercialized |  | EIP, Modbus Serien Modbus TCP, SNMP | Y | [5 empty] | Y | Y |  | Y
| No | No | PowerLogic CM3000 | Low voltage products and systems | Digital Power | Energy Management | HW | Connected product | End of commercialisation |  | Modbus Serie, Modbus TCP | [6 empty] | Y | Y
| No | No | PowerLogic CM4000 , CM4000T | Power Monitoring and Energy Monitoring Systems | Digital Power | Energy Management | HW | Connected product | To be Discontinued |  | HTTP/HTTPS, Modbus Serie, Modbus TCP |  |  |  | Y |  |  | Y | Y | [5 empty] | Y
| No | No | PowerLogic DM6000H | Power Monitoring and Energy Monitoring Systems | Digital Power | Energy Management | HW | Connected product | Commercialized |  | Modbus Serie | [6 empty] | Y
| No | Yes | PowerLogic DM6200 | Power Monitoring and Energy Monitoring Systems | Digital Power | Energy Management | HW | Connected product | End of commercialisation |  | Modbus Serie | [6 empty] | Y
| No | No | PowerLogic E5600 | Power Monitoring and Energy Monitoring Systems | Digital Power | Energy Management | HW | Connected product | Commercialized |  | Modbus Serie | [6 empty] | Y
| Yes | Yes | PowerLogic EGX100 | Low voltage products and systems | Digital Power | Energy Management | HW | Connected product | End of commercialisation |  | FTP, KNX, Modbus Serie, Modbus TCP, SNMP, HTTP |  |  | Y | Y |  |  | Y | Y |  | Y
| Yes | Yes | PowerLogic EGX150 | Low voltage products and systems | Digital Power | Energy Management | HW | Connected product |  |  | FTP, KNX, Modbus Serie, Modbus TCP, SNMP |  |  | Y | Y |  |  | Y | Y |  | Y
| Yes | Yes | PowerLogic EGX200 | Low voltage products and systems | Digital Power | Energy Management | HW | Connected product | End of commercialisation |  | Modbus Serie, Modbus TCP | [6 empty] | Y | Y
| Yes | No | PowerLogic EGX300 | Low voltage products and systems | Digital Power | Energy Management | HW | Connected product | End of commercialisation |  | Modbus Serie, Modbus TCP, Web, SNMP | [6 empty] | Y | Y | [5 empty] | Y
| Yes | Yes | PowerLogic EGX400 | Low voltage products and systems | Digital Power | Energy Management | HW | Connected product | End of commercialisation |  | Modbus Serie, Modbus TCP | [6 empty] | Y | Y
| Yes | No | PowerLogic EM1000, EM1200 | Low voltage products and systems | Digital Power | Energy Management | HW | Connected product | Commercialized |  | Modbus Serie | [6 empty] | Y
| Yes | No | PowerLogic EM3500 | Power Metering and Energy Monitoring Systems | Digital Power | Energy Management | HW | Connected product | Commercialized |  | Bacnet, Modbus Serie, Modbus TCP | Y | [5 empty] | Y | Y
| No | No | PowerLogic EM4000 | Power Metering and Energy Monitoring Systems | Digital Power | Energy Management | HW | Connected product | Commercialized |  | Bacnet, FTP, HTTP/HTTPS, Modbus Serie, Modbus TCP, SNTP, Wifi IPV4,6? | Y |  | Y | Y |  |  | Y | Y | Y | [8 empty] | Y ?
| No | No | PowerLogic EM4200 | Power Metering and Energy Monitoring Systems | Digital Power | Energy Management | HW | Connected product | Commercialized |  | Bacnet, Modbus Serie | Y | [5 empty] | Y
| No | No | PowerLogic EM4300,WT4200 | Power Monitoring and Energy Monitoring Systems | Digital Power | Energy Management | HW | Connected product | End of commercialisation |  | Modbus Serie | [6 empty] | Y | [13 empty] | Y
| No | No | PowerLogic EM4800 | Power Metering and Energy Monitoring Systems | Digital Power | Energy Management | HW | Connected product | Commercialized |  | Bacnet, FTP, HTTP/HTTPS, Modbus TCP, Wifi IPV4,6? | Y |  | Y | Y |  |  |  | Y | [9 empty] | Y ?
| No | No | PowerLogic EM4900 | Power Metering and Energy Monitoring Systems | Digital Power | Energy Management | HW | Connected product | Commercialized |  | Bacnet, Modbus Serie, Modbus TCP, SNMP, | Y | [5 empty] | Y | Y |  | Y
| Yes | No | PowerLogic EM6400NG+ | Low voltage products and systems | Digital Power | Energy Management | HW | Connected product | Commercialized |  | Modbus Serie | [6 empty] | Y
| No | No | PowerLogic EM7200 | Low voltage products and systems | Digital Power | Energy Management | HW | Connected product | End of commercialisation |  | Modbus Serie | [6 empty] | Y
| No | No | PowerLogic Enercept | Power Metering and Energy Monitoring Systems | Digital Power | Energy Management | HW | Connected product | End of commercialisation |  | Modbus Serie | [6 empty] | Y
| No | No | PowerLogic Engineering Suite | Power Management System | Digital Power | Energy Management | SW | Edge control | Commercialized | Add from Product Portfolio FS
| No | No | PowerLogic Flair 21D-22D-23D-23DM | Medium Voltage Distribution and Grid Automation | Digital Power | Energy Management | HW | Connected product | Commercialized |  | Modbus Serie | [6 empty] | Y
| No | No | PowerLogic G3200 | Power meters and energy monitoring system | Digital Power | Energy Management | HW | Connected product | Commercialized |  | Modbus Serie, Modbus TCP, IEC61850 | [6 empty] | Y | Y | [11 empty] | Y
| No | No | PowerLogic HDPM6000 | Power Metering and Energy Monitoring Systems | Digital Power | Energy Management | HW | Connected product | Commercialized |  | Bacnet, Modbus Serie, Modbus TCP, SNMP | Y | [5 empty] | Y | Y |  | Y
| Yes | No | PowerLogic HeatTag | Low voltage products and systems |  |  | HW | Connected product | Commercialized |  | Zigbee | [20 empty] | Y
| No | No | PowerLogic ION6200 | Power Monitoring and Energy Monitoring Systems | Digital Power | Energy Management | HW | Connected product | End of commercialisation |  | Modbus Serie | [6 empty] | Y
| No | No | PowerLogic ION7300 | Power Monitoring and Energy Monitoring Systems | Digital Power | Energy Management | HW | Connected product | End of commercialisation |  | Modbus Serie, Modbus TPC, DNP3, Web |  |  |  | Y |  |  | Y | Y |  |  |  |  | Y | Y
| No | Yes | PowerLogic ION7400 | Power Monitoring and Energy Monitoring Systems | Digital Power | Energy Management | HW | Connected product | Commercialized |  | SFTP, Modbus Serie, Modbus TCP, SNTP, DNP3, IEC61850 |  |  | Y | Y |  |  | Y | Y | Y |  |  |  | Y | [6 empty] | Y
| No | No | PowerLogic ION7550 RTU | Power Monitoring and Energy Monitoring Systems | Digital Power | Energy Management | HW | Connected product | End of commercialisation |  | Modbus TCP, Telnet, DNP3 | [7 empty] | Y |  |  |  | Y | Y
| No | No | PowerLogic ION7550,7650 | Power Monitoring and Energy Monitoring Systems | Digital Power | Energy Management | HW | Connected product | Commercialized |  | Modbus Serie, Modbus TCP, DNP3, Web, IEC61850 | [6 empty] | Y | Y |  |  |  |  | Y | Y | [5 empty] | Y
| No | Yes | PowerLogic ION8650 | Power Monitoring and Energy Monitoring Systems | Digital Power | Energy Management | HW | Connected product | Commercialized |  | HTTP/HTTPS, Modbus Serie, Modbus TCP, DNP3,, SFTP, Telnet, HTML |  |  | Y | Y |  |  | Y | Y |  |  |  | Y | Y | Y | [5 empty] | Y
| No | No | PowerLogic ION8800 | Power Monitoring and Energy Monitoring Systems | Digital Power | Energy Management | HW | Connected product | Commercialized |  | Modbus Serie, Modbus TCP, DNP3, Web, SFTP |  |  | Y | Y |  |  | Y | Y |  |  |  |  | Y | Y
| No | Yes | PowerLogic ION9000 | Power Monitoring and Energy Monitoring Systems | Digital Power | Energy Management | HW | Connected product | Commercialized |  | SFTP, KNX, Modbus Serie, Modbus TCP, SNMP, DNP3, HTTP/HTTPS, SFTP |  |  | Y | Y |  |  | Y | Y |  | Y |  |  | Y | Y |  |  |  | Y |  | Y
| No | No | PowerLogic MiCOM C434 | Protection relays | Digital Power | Energy Management | HW | Connected product | Commercialized |  | IEC 60870-5-104, IEC 61850, SNTP, SSH, PTP, SNMP, Modbus Serie | [6 empty] | Y |  | Y | Y |  | SSH | [6 empty] | Y | Y
| No | No | PowerLogic MiCom Px10 | Protection relays | Digital Power | Energy Management | HW | Connected product (non-routable product) | End of commercialisation | Non-routable product | Modbus RTU,IEC 60870-5-103, DNP | [6 empty] | Y | [5 empty] | Y | [5 empty] | Y
| No | No | PowerLogic MiCom Px20 | Protection relays | Digital Power | Energy Management | HW | Connected product | End of commercialisation | Non-routable product | Modbus RTU,IEC 60870-5-103, DNP | [6 empty] | Y | [5 empty] | Y | [5 empty] | Y
| No | No | PowerLogic MiCom Px30 | Protection relays | Digital Power | Energy Management | HW | Connected product | Commercialized |  | IEC 60870-5-104, IEC 61850, SNTP, SSH, PTP, SNMP, Modbus Serie | [6 empty] | Y |  | Y | Y |  | SSH | [6 empty] | Y | Y
| No | No | PowerLogic MiCom Px40 | Protection relays | Digital Power | Energy Management | HW | Connected product | Commercialized | PowerLogic & Easergy - same, consolidate | Modbus TCP, Modbus Serie,IEC 60870-5-103, IEC 61850, DNP3, SNTP | [6 empty] | Y | Y | Y |  |  |  | Y | [5 empty] | Y | Y
| No | No | PowerLogic P1 | Medium Voltage Distribution and Grid Automation | Digital Power | Energy Management | HW | Connected product | To be Discontinued | Non-routable product | Modbus Serie, IEC103 | [6 empty] | Y | [11 empty] | IEC 103
| No | No | PowerLogic P3 | Medium Voltage Distribution and Grid Automation | Digital Power | Energy Management | HW | Connected product | To be Discontinued |  | EIP, Modbus Serie, Modbus TCP, EIP, SNTP, FTP, HTTP, Telnet, DNP3, IEC60870-5-103&101&104, IEC61850, |  | Y | Y | Y |  |  | Y | Y | Y |  |  |  | Y | [5 empty] | Y | Y
| No | Yes | PowerLogic P5 | Medium Voltage Distribution and Grid Automation | Digital Power | Energy Management | HW | Connected product | To be Discontinued |  | EIP, Modbus Serie, Modbus TCP, SNTP, PTP, DNP3, IEC60870-5-103&101, IEC61850, SSH, SFTP, HTTPS, Zigbee |  | Y |  | Y |  |  | Y | Y | Y |  |  | SSH | Y |  |  | Y |  |  | Y | Y | Y
| No | No | PowerLogic P7 | Medium Voltage Distribution and Grid Automation | Digital Power | Energy Management | HW | Connected product | To be Discontinued |  | Modbus Serie, Modbus TCP, SNTP, HTTPS, SFTP, SNMP, DNP3, IEC60870-5-103, IEC61850, IEC61869-9, PTP |  |  |  | Y |  |  | Y | Y | Y | Y |  |  | Y |  |  | Y |  |  | Y | Y
| No | No | PowerLogic PFC bank | Power Quality and Power Factor Correction |  |  | HW | Connected product | Commercialized |  | Modbus Serie | [6 empty] | Y
| No | No | PowerLogic PFC controler | Power Quality and Power Factor Correction |  |  | HW | Connected product | Commercialized |  | Modbus Serie | [6 empty] | Y
| No | No | PowerLogic PM200 |  | Digital Power | Energy Management |  |  |  | PM200 went through PWP in July 2017 - last fw was 2020
| No | No | PowerLogic PM3000 | Power Monitoring and Energy Monitoring Systems | Digital Power | Energy Management | HW | Connected product | Commercialized |  | Modbus Serie | [6 empty] | Y
| Yes | Yes | PowerLogic PM5000 | Power Monitoring and Energy Monitoring Systems | Digital Power | Energy Management | HW | Connected product | Commercialized |  | Modbus Serie, Modbus TPC, Web, EIP, Bacnet | Y | Y |  |  |  |  | Y | Y | [5 empty] | Y
| Yes | Yes | PowerLogic PM800 | Power Monitoring and Energy Monitoring Systems | Digital Power | Energy Management | HW | Connected product | End of commercialisation |  | Modbus Serie, Modbus TCP, SNMP, IEC 61850, SFTP, HTTP/HTTPS, SNMP, DNP3, Wifi IPV4,6, IEC 61850 |  |  | Y | Y |  | Y | Y | Y |  | Y |  |  | Y |  |  |  |  | Y |  | Y
| Yes | No | PowerLogic PowerTag energy | Power Monitoring and Energy Monitoring Systems | Digital Power | Energy Management | HW | Connected product | Commercialized |  | Zigbee | [20 empty] | Y
| No | No | PowerLogic PS100 | Medium Voltage Distribution and Grid Automation | Digital Power | Energy Management | HW | Connected product | Commercialized |  | Modbus Serie
| No | No | PowerLogic PS50 | Medium Voltage Distribution and Grid Automation | Digital Power | Energy Management | HW | Connected product | Commercialized |  | Modbus Serie
| Yes | No | PowerLogic Sepam Series 20 | Medium Voltage Distribution and Grid Automation | Digital Power | Energy Management | HW | Connected product | To be Discontinued |  | EIP?, Modbus Serie, Modbus TCP, DNP3, IEC61850 |  | Y ? |  |  |  |  | Y | Y |  |  |  |  | Y | [6 empty] | Y
| Yes | No | PowerLogic Sepam Series 40 | Medium Voltage Distribution and Grid Automation | Digital Power | Energy Management | HW | Connected product | To be Discontinued |  | EIP?, Modbus Serie, Modbus TCP, DNP3, IEC61851, SNMP |  | Y ? |  |  |  |  | Y | Y | Y | Y |  |  | Y | [6 empty] | Y
| No | No | PowerLogic Sepam Series 60 | Medium Voltage Distribution and Grid Automation | Digital Power | Energy Management | HW | Connected product | To be Discontinued |  | EIP?, Modbus Serie, Modbus TCP, DNP3, IEC61852, SNMP, SNTP |  | Y ? |  |  |  |  | Y | Y | Y | Y |  |  | Y | [6 empty] | Y
| Yes | No | PowerLogic Sepam Series 80 | Medium Voltage Distribution and Grid Automation | Digital Power | Energy Management | HW | Connected product | To be Discontinued |  | EIP?, Modbus Serie, Modbus TCP, DNP3, IEC61852, SNMP, SNTP |  | Y ? |  |  |  |  | Y | Y |  |  |  |  | Y | [6 empty] | Y
| No | No | PowerLogic T300 | Medium Voltage Distribution and Grid Automation | Digital Power | Energy Management | HW | Connected product | Commercialized |  | Modbus Serie, Modbus TCP, DNP3, IEC61850, IEC 60870-5-101,104 | [6 empty] | Y | Y |  |  |  |  | Y |  |  |  | Y |  | Y | Y | Y
| No | No | PowerLogic T500 | Medium Voltage Distribution and Grid Automation | Digital Power | Energy Management | HW | Connected product | Commercialized | Add from Product Portfolio DP LoB (Laura) | Modbus TCP, SNTP, SNMP, Web, SFTP, DNP3, IEC60870-5-101&103&104, IEC61850 | [7 empty] | Y | Y | Y |  |  | Y | Y |  | Y |  |  | Y | Y
| Yes | Yes | PowerLogic Vamp Arc Protection | Medium Voltage Distribution and Grid Automation | Digital Power | Energy Management | HW | Connected product | Commercialized | VAMP 321 | Modbus serie, Modbus TCP, EIP, DNP3, IEC60870-5-101&103&104, IEC61850, FTP, HTTP, SNTP, Telnet |  | Y | Y | Y |  |  | Y | Y | Y |  |  | Y | Y | [5 empty] | Y | Y
| Yes | No | PowerLogic Vigilohm | Low voltage products and systems |  |  | HW | Connected product | Commercialized |  | Modbus serie | [6 empty] | Y
| No | No | PowerLogic, Easergy ThermalTag | Medium Voltage Distribution and Grid Automation |  |  | HW | Connected product | Commercialized |  | Zigbee | [20 empty] | Y
| No | No | PowerTag 63 | Basic Metering | Digital Power | Energy Management | HW | Connected Product | Commercialized | Add from Product Portfolio DP LoB (Laura) | Zigbee | [20 empty] | Y
| No | No | PowerTag F160/Rope | Basic Metering | Digital Power | Energy Management | HW | Connected Product | Commercialized | Add from Product Portfolio DP LoB (Laura) | Zigbee | [20 empty] | Y
| No | No | Profile Studio | Protection and Control | Digital Power | Energy Management | SW | Edge control |  | Add from Product Portfolio DP LoB (Laura)
| No | No | Sage RTU | Medium Voltage Distribution and Grid Automation | Digital Power | Energy Management | HW | Connected Product | Commercialized | Add from Product Portfolio DP LoB
| No | No | Saitel DP | Medium Voltage Distribution and Grid Automation | Digital Power | Energy Management | HW | Connected product | Commercialized | Add from Product Portfolio DP LoB (Laura) | HTTP/HTTPS, ModbusTCP, SNTP, Web, SFTP, IEC 60870-5-103/104/105, IEC 61850. |  |  |  | Y |  |  |  | Y | Y |  |  |  |  | Y |  | Y |  |  | Y | Y
| No | No | SAM | Power Management System | Digital Power | Energy Management | HW | Connected Product | End of commercialisation | Add from Product Portfolio FS
| No | No | SCE | Power Mgt Systems | Digital Power | Energy Management | SW | Edge control |  | Add from Product Portfolio DP LoB (Laura)
| No | No | SEMS | Low voltage products and systems | Digital Power | Energy Management | SW | Edge control | End of commercialisation |  | Modbus Serie | [6 empty] | Y | [13 empty] | Y
| No | No | SEPAM | Protection and Control | Digital Power | Energy Management | HW | Connected Product |  | Add from Product Portfolio DP LoB (Laura)
| No | No | Sepam accessories | Medium Voltage Distribution and Grid Automation | Digital Power | Energy Management | HW | Connected product | End of commercialisation |  | IEC61850 | [19 empty] | Y
| No | No | Single port Ethernet ( EM3K) | Basic Metering | Digital Power | Energy Management | HW | Connected Product | Commercialized | Add from Product Portfolio RA
| No | No | SMTB | Power Management System | Digital Power | Energy Management | HW | Connected Product |  | Add from Product Portfolio FS
|  |  | Saitel DR | Medium Voltage Distribution and Grid Automation | Digital Power | Energy Management | HW | Connected Product | Commercialized | Add from Product Portfolio DP LoB (Laura) / About to be rebranded | HTTP/HTTPS, ModbusTCP, SNTP, Web, SFTP, IEC 60870-5-103/104/105, IEC 61850. |  |  |  | Y |  |  |  | Y | Y |  |  |  |  | Y |  | Y |  |  | Y | Y
| No | No | T200 (S/I&H/P/E) | Protection and Control | Digital Power | Energy Management | HW | Connected Product | End of commercialisation | Add from Product Portfolio DP LoB (Laura)
| No | No | Varlogic NR | Low voltage products and systems |  |  | HW | Connected product | Commercialized |  | Modbus Serie | [6 empty] | Y
| No | No | Varlogic RT | Low voltage products and systems |  |  | HW | Connected product | Commercialized |  | Modbus Serie | [6 empty] | Y
| No | No | VIP 40,45 | Medium Voltage Distribution and Grid Automation |  |  | HW | Connected product | To be Discontinued |  | Modbus Serie, DNP3, IEC60870-5-103, I985-103&104 | [6 empty] | Y | [5 empty] | Y | [5 empty] | Y
| No | No | VIP 400,410,415 | Medium Voltage Distribution and Grid Automation |  |  | HW | Connected product | To be Discontinued |  | Modbus Serie, DNP3, IEC60870-I985-103&104, Web, IEC61850 | [6 empty] | Y | [5 empty] | Y | Y |  |  |  |  | Y | Y
In "Product range" column different color means:
Offer exists in both "IB Program - Offers List.xlsx" and "Product Portfolio.xlsx"
Offer added to "IB Program - Offers List.xlsx" from "Product Portfolio.xlsx"
Others are offers exist in "IB Program - Offers List.xlsx" but not exist in "Product Portfolio.xlsx"
| Yes | No | PM8000 |  | Digital Power | Energy Management |  |  |  | duplicate
| Yes | No | Advanced Metering |  | Digital Power | Energy Management

## MicroGrid
| 0 | 0 | 15 | 15
Priority | Seen on BS | Fingerprints available | Product range | Family | LOB | BU | Type | EcoStruxure Level | State | Notes | Protocols | BacNet | EIP | FTP | HTTP/HTTPS | KNX | mDNS | Modbus Series | ModbusTCP | SNTP | SNMP | SQL Server | Telnet | DNP3 | Web | SMTP | SFTP | 3,4G | Wifi , IPV4,6 | IEC 60870-5-103/104/101 | IEC 61850 | Zigbee | Bluetooth | Available at GSL B'lore
| No | No | BESS ANSI | Energy Storage | Micro Grid | Energy Management | SW | Edge control | Commercialized | Add from Product Portfolio MG LoB
| No | No | EcoStruxure Microgrid Advisor v4 (EMA) | Software & Control | Micro Grid | Energy Management | SW | Analytics | Commercialized | Add from Product Portfolio MG LoB
| No | No | EcoStruxure Microgrid Advisor v5 (EMA) | Software & Control | Micro Grid | Energy Management | SW | Analytics | Commercialized | Add from Product Portfolio MG LoB
| No | No | EcoStruxure Microgrid Build (EMB) | Software & Control | Micro Grid | Energy Management | SW | Edge control | Commercialized | Add from Product Portfolio MG LoB
| No | No | EcoStruxure Microgrid Controller | Software & Control | Micro Grid | Energy Management | SW | Edge control | Commercialized | Add from Product Portfolio MG LoB
| No | No | EcoStruxure Microgrid Maintaince (EMM) | Software & Control | Micro Grid | Energy Management | SW | Edge control | Commercialized | Add from Product Portfolio MG LoB
| No | No | EcoStruxure Microgrid Operation (EMO-M) | Software & Control | Micro Grid | Energy Management | SW | Edge control | Commercialized | Add from Product Portfolio MG LoB
| No | No | EMO-L | Software & Control | Micro Grid | Energy Management | SW | Edge control | Commercialized | Add from Product Portfolio MG LoB
| No | No | FLEX ANSI | System | Micro Grid | Energy Management | SW | Edge control | Commercialized | Add from Product Portfolio MG LoB
| No | No | FLEX IEC | System | Micro Grid | Energy Management | SW | Edge control | Commercialized | Add from Product Portfolio MG LoB
| No | No | IEC PCU(Discontinue before 2027) | Energy Storage | Micro Grid | Energy Management | SW | Edge control | Commercialized | Add from Product Portfolio MG LoB
| No | No | Microgrid Assessment Cloud (MGA-C) | Software & Control | Micro Grid | Energy Management | SW | Edge control | Commercialized | Add from Product Portfolio MG LoB
| No | No | Microgrid Assessment Standalone (MGA-S) | Software & Control | Micro Grid | Energy Management | SW | Edge control | Commercialized | Add from Product Portfolio MG LoB
| No | No | Next Gen | Software & Control | Micro Grid | Energy Management | SW | Edge control | Commercialized | Add from Product Portfolio MG LoB
| No | No | Villaya Flex | System | Micro Grid | Energy Management | SW | Edge control | End of commercialisation | Add from Product Portfolio MG LoB
In "Product range" column different color means:
Offer exists in both "IB Program - Offers List.xlsx" and "Product Portfolio.xlsx"
Offer added to "IB Program - Offers List.xlsx" from "Product Portfolio.xlsx"
Others are offers exist in "IB Program - Offers List.xlsx" but not exist in "Product Portfolio.xlsx"
| Yes | No | PM8000 |  | Digital Power | Energy Management |  |  |  | duplicate
| Yes | No | Advanced Metering |  | Digital Power | Energy Management

## EcoStruxure Power
| 1 | 1 | 32 | 32
Priority | Seen on BS | Fingerprints available | Product range | Family | LOB | BU | Type | EcoStruxure Level | State | Notes | Protocols | BacNet | EIP | FTP | HTTP/HTTPS | KNX | mDNS | Modbus Series | ModbusTCP | SNTP | SNMP | SQL Server | Telnet | DNP3 | Web | SMTP | SFTP | 3,4G | Wifi , IPV4,6 | IEC 60870-5-103/104/101 | IEC 61850 | Zigbee | Bluetooth | Available at GSL B'lore
| No | No | Aurtra | Advisors & Apps | EcoStruxure Power | Energy Management | SW | Edge control |  | Add from Product Portfolio ESXP LoB
| No | No | Classic EEH Web Team | Advisors & Apps | EcoStruxure Power | Energy Management | SW | Edge control |  | Add from Product Portfolio ESXP LoB
| No | No | Cloud Commissioning | Advisors & Apps | EcoStruxure Power | Energy Management | SW | Edge control |  | Add from Product Portfolio ESXP LoB
| No | No | Com'x(No regulatory work) | Panel Server | EcoStruxure Power | Energy Management | HW | Connected Product | End of commercialisation | Add from Product Portfolio ESXP LoB
| No | No | Connectivity as a Service | Panel Server | EcoStruxure Power | Energy Management | SW | Edge control |  | Add from Product Portfolio ESXP LoB
| No | No | Data as a Service | Advisors & Apps | EcoStruxure Power | Energy Management | SW | Edge control |  | Add from Product Portfolio ESXP LoB
| No | No | DSA (Digital Service Admin) - Transfer from SD | Advisors & Apps | EcoStruxure Power | Energy Management | SW | Edge control |  | Add from Product Portfolio ESXP LoB
| No | Yes | EcoStruxure Asset & Power Advisor | Critical Power Cooling and Racks | EcoStruxure Power | Energy Management | SW | Analytics | Commercialized | Should be just Asset advisor (power advisor already listed) | Software
| No | No | EcoStruxure Power Commission | Low voltage products and systems | EcoStruxure Power | Energy Management | SW | Edge control | Commercialized |  | Software
| No | No | EcoStruxure Power Commission Mobile | Comm & Device Integration | EcoStruxure Power | Energy Management | SW | Edge control |  | Add from Product Portfolio ESXP LoB
| No | No | EcoStruxure Transformer Expert | Medium Voltage Distribution and Grid Automation | EcoStruxure Power | Energy Management | SW | Edge control | Commercialized |  | Software
| No | No | EcoStruxureEnergy Hub | Power metering and energy monitoring systems | EcoStruxure Power | Energy Management | SW | Edge control | Commercialized | Also in the Family: Low voltage products and systems | Software
| No | No | EcoStruxureFacility Expert | Power Metering and Energy Monitoring Systems | EcoStruxure Power | Energy Management | SW | Edge control | Commercialized |  | Software
| Yes | No | EcoStruxurePanel Server (PAS) | Power Monitoring and Energy Monitoring Systems | EcoStruxure Power | Energy Management | HW | Edge Control | Commercialized | Model ; 400, 500, 600(-,L,P), 700, 800(-,L,P,T,LWD) | Modbus TCP, HTTPS, IPV4,6, Modbus RTU, EIP, 3,4G, |  | Y |  | Y |  |  | Y | Y | [5 empty] | Y |  |  | Y | Y
| No | No | EcoStruxurePanel Server webpages | Low voltage power distribution products and equipment | EcoStruxure Power | Energy Management | SW | Edge Control | Commercialized | Is this just panel server? why "webpages" | Software
| No | No | EcoStruxurePower Advisor | Power Metering and Energy Monitoring Systems | EcoStruxure Power | Energy Management | SW | Analytics | Commercialized |  | Software
| No | No | EEH Classic(Harish) | Advisors & Apps | EcoStruxure Power | Energy Management | SW | Edge control |  | Add from Product Portfolio ESXP LoB
| No | No | EEH Team 8 (EEH -Mobile Team) | Advisors & Apps | EcoStruxure Power | Energy Management | SW | Edge control |  | Add from Product Portfolio ESXP LoB
| No | No | EPB-SC (Ecostruxure Power and Buildings Software Companion) ( Formerly Sales Portal) | Advisors & Apps | EcoStruxure Power | Energy Management | SW | Edge control |  | Add from Product Portfolio ESXP LoB
| No | No | EPC-Web | Advisors & Apps | EcoStruxure Power | Energy Management | SW | Edge control |  | Add from Product Portfolio ESXP LoB
| No | No | ESP-209 EEH to PaS (Web and Mobile) | Advisors & Apps | EcoStruxure Power | Energy Management | SW | Edge control |  | Add from Product Portfolio ESXP LoB
| No | No | ESXP Advisor convergence | Advisors & Apps | EcoStruxure Power | Energy Management | SW | Edge control |  | Add from Product Portfolio ESXP LoB
| No | No | ESXP Energy & Chemicals (Oil & Gas) | System | EcoStruxure Power | Energy Management | SW | Edge control |  | Add from Product Portfolio ESXP LoB
| No | No | Link150 | Panel Server | EcoStruxure Power | Energy Management | HW | Connected Product | End of commercialisation | Add from Product Portfolio ESXP LoB
| No | No | Mission Critical Solution | System | EcoStruxure Power | Energy Management | SW | Edge control |  | Add from Product Portfolio ESXP LoB
| No | No | Next Gen Advisor platform (Harish) | Advisors & Apps | EcoStruxure Power | Energy Management | SW | Analytics |  | Add from Product Portfolio ESXP LoB
| No | No | PowerTag Link | Panel Server | EcoStruxure Power | Energy Management | HW | Connected Product | End of commercialisation | Add from Product Portfolio ESXP LoB
| No | No | SE EDGE Agent (Feb 2025) | Panel Server | EcoStruxure Power | Energy Management | SW | Edge control |  | Add from Product Portfolio ESXP LoB
| No | No | Site Server (PMSL) | Power Mgt Systems | EcoStruxure Power | Energy Management | SW |  |  | Add from Product Portfolio ESXP LoB
| No | No | SLMR | Panel Server | EcoStruxure Power | Energy Management | HW | Connected Product |  | Add from Product Portfolio ESXP LoB
| No | No | SmartComm | Advisors & Apps | EcoStruxure Power | Energy Management | SW | Edge control |  | Add from Product Portfolio ESXP LoB
| No | No | SmartLink SIB | Panel Server | EcoStruxure Power | Energy Management | HW | Connected Product |  | Add from Product Portfolio ESXP LoB
In "Product range" column different color means:
Offer exists in both "IB Program - Offers List.xlsx" and "Product Portfolio.xlsx"
Offer added to "IB Program - Offers List.xlsx" from "Product Portfolio.xlsx"
Others are offers exist in "IB Program - Offers List.xlsx" but not exist in "Product Portfolio.xlsx"
Note on D5: [Commentaire à thread] Votre version d’Excel vous permet de lire ce commentaire à thread. Toutefois, les modifications qui y sont apportées seront supprimées si le fichier est ouvert dans une version plus récente d’Excel. En savoir plus : https://go.microsoft.com/fwlink/?linkid=870924 Commentaire : Didn't do anything Active
Note on D9: [Commentaire à thread] Votre version d’Excel vous permet de lire ce commentaire à thread. Toutefois, les modifications qui y sont apportées seront supprimées si le fichier est ouvert dans une version plus récente d’Excel. En savoir plus : https://go.microsoft.com/fwlink/?linkid=870924 Commentaire : (Need to check)
Note on D21: [Commentaire à thread] Votre version d’Excel vous permet de lire ce commentaire à thread. Toutefois, les modifications qui y sont apportées seront supprimées si le fichier est ouvert dans une version plus récente d’Excel. En savoir plus : https://go.microsoft.com/fwlink/?linkid=870924 Commentaire : need to check

## Power Products
|  | 5 | 2 | 22 | [31 empty] | Product Risk Priority - PP
Extra | Commonality | Seen on BS | Fingerprints available | Product range | Family | LOB | BU | Type | EcoStruxure Level | State | Notes | Protocols | Serial Only | BacNet | EIP | FTP | HTTP/ HTTPS | KNX | mDNS | Modbus Series | Modbus TCP | SNTP | SNMP | SQL Server | Telnet | DNP3 | Web | SMTP | SFTP | 3,4G | WiFi, IPV4, IPv6 | IEC 60870-5-103/104/101 | IEC 61850 | Zigbee | Column1 | High | Risk to system, entry point to the system - possible to pivot / lateral movement, has connectivity, exposable
Low |  | No | No | BSCM+ | Low Voltage Products and Systems | Power Products | Energy management | HW | Edge control | Commercialized |  | Modbus SL | Y | [6 empty] | Y | [15 empty] | Medium
Low |  | No | No | ComPacT INS,INV | Circuit Breakers and Switches | Power Products | Energy management | HW | Connected Product | Commercialized | Communication by PowerTag | Zigbee (Powertag) | [21 empty] | Y |  | Low | Not directly exposable, mostly serial connectivity, deep in the network architecture
Low |  | Yes | No | CompacT NS > 630A | Circuit Breakers and Switches | Power Products | Energy management | HW | Connected Product | Commercialized | Modbus Serie with Enerlin'X and Micrologic or maybe natively | Modbus Serie | Y | [6 empty] | Y
Low |  | Yes | No | Compact NSX | Circuit Breakers and Switches | Power Products | Energy management | HW | Connected Product | Commercialized | Modbus Serie & Modbus TCP with Enerlin'X, Micrologic (Use ULP to connect) or maybe natively | Modbus Serie when connected to Enerlin'X IFM / BSCM+ Modbus TCP when connected to Enerlin'X IFE Zigbee with PowerTag | Y | [6 empty] | Y | Y | [12 empty] | Y
Low |  | No | No | Enerlin'X FDM121 | Power Metering and Energy Monitoring Systems | Power Products | Energy management | HW | Edge control | Commercialized |  | ULP (=S= internal) | Y
High | Yes | Yes | No | Enerlin'X IFE | Power Metering and Energy Monitoring Systems | Power Products | Energy management | HW | Edge control | Commercialized |  | FTPS, HTTP/HTTPS, Modbus Serie, Modbus TCP, SNTP, Web, IEC61850, SNMP, SMTP, NTP, RSTP, Secure ModbusTCP, DNS |  |  |  | Y | Y |  |  | Y | Y | Y | Y |  |  |  | Y | Y |  |  |  |  | Y
High | Yes | Yes | No | Enerlin'X EIFE | Power Metering and Energy Monitoring Systems | Power Products | Energy management | HW | Edge control | Commercialized |  | FTPS, HTTP/HTTPS, Modbus Serie, Modbus TCP, SNTP, Web, IEC61850, SNMP, SMTP, NTP, RSTP, Secure ModbusTCP |  |  |  | Y | Y |  |  | Y | Y | Y | Y |  |  |  | Y | Y |  |  |  |  | Y
Low |  | No | No | Enerlin'X IFM | Power Metering and Energy Monitoring Systems | Power Products | Energy management | HW | Edge control | Commercialized |  | Modbus SL | Y | [6 empty] | Y
Low |  | No | No | EOCR | Contactors & protection relays | Power Products | Energy management | HW | Connected Product | Commercialized | It is a product for China | Modbus Serie | Y | [6 empty] | Y
Low |  | Yes | No | MasterPacT MTZ | Circuit Breakers and Switches | Power Products | Energy management | HW | Connected Product | Commercialized | *Primary connectivity is through Enerlin'X IFE/EIFE Modbus Serie by gateway or maybe natively | Zigbee, IEC61850, Modbus Series, ModbusTCP, CoAP, Bluetooth low energy, NFC | [7 empty] | Y | Y | [11 empty] | Y | Y
Low |  | No | No | MasterPacT NT | Circuit Breakers and Switches | Power Products | Energy management | HW | Connected Product | End of Commercialization | *Primary connectivity is through Enerlin'X IFE/EIFE Modbus Serie & Modbus TCP with Enerlin'X, Micrologic (Use ULP to connect) or maybe natively | Modbus Serie when connected to Enerlin'X IFM / BSCM+ Modbus TCP when connected to Enerlin'X IFE | [7 empty] | Y | Y | [6 empty] | Y
Low |  | No | No | MasterPacT NW | Circuit Breakers and Switches | Power Products | Energy management | HW | Connected Product | End of Commercialization | *Primary connectivity is through Enerlin'X IFE/EIFE Modbus Serie & Modbus TCP with Enerlin'X, Micrologic (Use ULP to connect) or maybe natively | Modbus Serie when connected to Enerlin'X IFM / BSCM+ Modbus TCP when connected to Enerlin'X IFE | [7 empty] | Y | Y | [6 empty] | Y
Low |  | No | Yes | MasterPacT MTZ active | Circuit Breaker | Power Products | Energy management | HW | Connected Product | Commercialized | *Primary connectivity is through Enerlin'X IFE/EIFE | Modbus, Zigbee, NFC, CoAP |  |  | Y |  |  |  |  | Y | Y
Low |  | No | No | PowerPact | Circuit Breakers and Switches | Power Products | Energy management | HW | Connected Product | Commercialized | *Primary connectivity is through Enerlin'X IFE/EIFE Modbus Serie & Modbus TCP with Enerlin'X, Micrologic (Use ULP to connect) | Modbus Serie, Modbus TCP and maybe more | [7 empty] | Y | Y
Low |  | No | Yes | PrismaSeT G Active | Low Voltage Products and Systems | Power Products | Energy management | HW | Connected Product | End of Commercialization | With gateway Lora,4G | LoRa, Bluetooth, IEEE 802.15.4
Low |  | No | No | PrismaSeT P Active | Low Voltage Products and Systems | Power Products | Energy management | HW | Connected Product | End of Commercialization | With gateway Lora,4G | LoRa, Bluetooth, IEEE 802.15.4
High |  | No | No | SourcePact | Source isolation switch | Power Products | Energy management | HW | Connected Product | Commercialized |  | Modbus TCP
High |  | No | No | Tesys Terra | Contactors & protection relays | Power Products | Energy management | HW | Connected Product | Commercialized |  | Modbus SL, Modbus TCP, Ethernet IP, Profibus DP, DeviceNet |  |  | Y |  |  |  |  | Y | Y
Low |  | No | No | TransferPacT | Circuit Breakers and Switches | Power Products | Energy management | HW | Connected Product | Commercialized |  | Modbus SL | [7 empty] | Y
High |  | No | No | PAS900S/LT |  |  |  |  | Edge control | Commercialized | It is a product for China | Modbus SL, Modbus TCP, Zigbee, Wifi, HTTPS, 4G, SNTP, DHCP | [7 empty] | Y | Y | Y |  |  |  |  | Y |  |  | Y | Y
High |  | No | No | PAS700 (Pocket HUB) |  |  |  |  | Edge control | Commercialized | It is a product for China | Modbus SL, Modbus TCP,, Wifi, HTTPS, SNTP | [7 empty] | Y | Y | Y |  |  |  |  | Y |  |  |  | Y
|  | No | No | Acti9 Active | Low Voltage Products and systems | Power Products | Energy Management | HW | ? | Commercialized | Distribution | In built connectivity (use with PAS)
Note on E4: Krishna Dixit: Osman to check with PP team about this product range
Note on E5: [Commentaire à thread] Votre version d’Excel vous permet de lire ce commentaire à thread. Toutefois, les modifications qui y sont apportées seront supprimées si le fichier est ouvert dans une version plus récente d’Excel. En savoir plus : https://go.microsoft.com/fwlink/?linkid=870924 Commentaire : Combine NS>630A & NS Switch-disconn
Note on K13: END of commercialization
Note on K14: END of commercialization
Note on E15: Orion Trip Unit = MacterPact MTZ active
Note on K17: END of commercialization
Note on K18: END of commercialization
Note on E19: PP ASCO
Note on E22: Krishna Dixit: China for China offer
Note on E23: Krishna Dixit: China for China offer
Note on E24: [Commentaire à thread] Votre version d’Excel vous permet de lire ce commentaire à thread. Toutefois, les modifications qui y sont apportées seront supprimées si le fichier est ouvert dans une version plus récente d’Excel. En savoir plus : https://go.microsoft.com/fwlink/?linkid=870924 Commentaire : On Hold for H&D portfolio Réponse : Moved from HSD to PP (Alba)

## Secure Power
3 | 7 |  |  | 24
Seen on BS | Fingerprints available | NMC | SP LOB | Product range | Family | LOB | BU | Type | EcoStruxuretruxure Level | State | Notes | Protocols | BacNet | EIP | FTP | HTTP/HTTPS | KNX | mDNS | Modbus Series | ModbusTCP | SNTP | SNMP | SQL Server | Telnet | DNP3 | Web | SMTP | SFTP | 3,4G | Wifi , IPV4,6 | IEC 60870-5-103/104/101 | IEC 61850 | Zigbee | Other | bmm proposal
No | No | Easy NMC | T&E | Easy Basic Rack PDU | IT Power Distribution | Critical Power, Cooling and Racks | Secure Power | HW | No information | Commercialized |  | No information | [22 empty] | Easy NMC
No | Yes | Easy NMC | Cooling | Easy Cooling Row CW | Cooling Solutions | Secure Power | Energy Management | HW | Connected product | Commercialized |  | Modbus RTU, Modbus TCP | [6 empty] | Y | Y | [14 empty] | Easy NMC
No | No | Easy NMC | T&E | Easy Micro Data Center Serie (C, R, S) | IT Racks and Accessories | Secure Power | Energy Management | HW | Connected product | Commercialized | Phone and application available | No information | [13 empty] | Y | [8 empty] | Easy NMC
Yes | No | NMC | T&E | EcoStruxure Micro Data Centers
No | Yes | Easy NMC | T&E | Easy UPS 1 Ph On-Line | Uninterruptible Power Supply (UPS) | Secure Power | Energy Management | HW | Connected product | Commercialized |  | Modbus & SNMP | [6 empty] | Y | Y? |  | Y | [12 empty] | Easy NMC
No | Yes | Easy 3P NMC | DCS | Easy UPS (3S, 3M, 3L) | Uninterruptible Power Supply (UPS) | Secure Power | Energy Management | HW | Connected product | Commercialized |  | RS485, dry contacts, Ethernet (SNMP, Modbus, TCP/IP, BACnet) & Web | Y | [5 empty] | Y | ? |  | Y | [12 empty] | Easy NMC
No | No | Easy NMC | T&E | Easy UPS | Uninterruptible Power Supply (UPS) | Secure Power | Energy Management | HW | Connected product | Commercialized |  | Web, SSH, HTTPS, Modbus (Not sure) | [6 empty] | Y? | Y? |  | Y |  |  |  | Y | [8 empty] | Easy NMC
No | No | Cloud | Software | EcoStruxuretruxure IT Advisor | Data Center Software | Secure Power | Energy Management | SW | Analytics | Commercialized |  | Software | [22 empty] | Easy NMC
No | No | Cloud | Software | EcoStruxuretruxure IT Expert | Data Center Software | Secure Power | Energy Management | SW | Edge control | Commercialized |  | Software
No | No | Gateway | Software | EcoStruxuretruxure IT Gateway NUC | Data Center Software | Secure Power | Energy Management | HW | Connected product | End of commercialization |  | SNMP, Modbus RTU, Modbus TCP, HTTP/HTTPS,FTP |  |  | Y | Y |  |  | Y | Y |  | Y | [12 empty] | Easy 3P NMC
No | No | Cloud | Software | EcoStruxuretruxure IT SmartConnect | Data Center Software | Secure Power | Energy Management | SW | Edge control | Commercialized |  | Software | [22 empty] | Easy 3P NMC
No | No | NMC3 | DCS | Galaxy PW Gen 2 | Uninterruptible Power Supply (UPS) | Secure Power | Energy Management | HW | Connected product | Commercialized |  | Modbus Series , Web,SNMP | [6 empty] | Y |  |  | Y |  |  |  | Y | [8 empty] | Easy 3P NMC
No | No | NMC3 | DCS | Galaxy VM | Uninterruptible Power Supply (UPS) | Secure Power | Energy Management | HW | Connected product | Commercialized |  | Modbus (SCADA) , Modbus TCP/IP , Modbus RTU | [6 empty] | Y | Y | [14 empty] | Easy 3P NMC
No | No | NMC3 | DCS | Galaxy VX | Uninterruptible Power Supply (UPS) | Secure Power | Energy Management | HW | Connected product | Commercialized |  | Modbus TCP/IP & Modbus Series, Web,SNMP |  |  | Mail |  |  |  | Y | Y |  | Y | [12 empty] | Easy NMC
No | Yes | NMC4 | DCS | Agilis (Galaxy VL, VS, VXL) | Uninterruptible Power Supply (UPS) | Secure Power | Energy Management | HW | Connected product | Commercialized |  | Modbus (SCADA) , Modbus TCP/IP , Modbus RTU | [6 empty] | Y | Y | [14 empty] | Easy NMC
No | No | NMC3 | Software | NetBotz 250 (A) | Security and Environmental Monitoring | Secure Power | Energy Management | HW | Connected product | Commercialized |  | HTTPS, SNMP, TCP/IP, SSH? |  |  |  | Y |  |  |  | Y |  | Y |  |  |  | Y? | [7 empty] | SSH? | Easy NMC
No | No | Software | Software | NetBotz 750 | [30 empty] | Easy NMC
Yes | No | NMC | T&E | NetShelter Rack PDUs | IT Power Distribution | Secure Power | Energy Management | HW | Connected product | Commercialized |  | Modbus ? | [6 empty] | Y? | Y? | [14 empty] | Cloud
No | No | Software | Software | PowerChute Network Shutdown | Data Center Software | Secure Power | Energy Management | SW | Edge control | Commercialized |  | Software | [22 empty] | ?
No | Yes | NMC | T&E | Smart-UPS | Uninterruptible Power Supply (UPS) | Secure Power | Energy Management | HW | Connected product | Commercialized |  | SNMP & Web, FTP& Modbus Serie with optional card |  |  | Y |  |  |  | Y | [6 empty] | Y | [8 empty] | NMC4
No | Yes | NMC | T&E | Symmetra (1P) | Uninterruptible Power Supply (UPS) | Critical Power, Cooling and Racks | Secure Power | HW | No information | Commercialized |  | No information | [22 empty] | NMC4
Yes | No | NMC | DCS | Symmetra PX (3P)
No | No | NMC | Cooling | Unfilair | Cooling Solutions | Secure Power | Energy Management | HW | Connected product | Commercialized |  | SNMP, Modbus TCP/IP, Modbus RTU, BacNet | Y | [5 empty] | Y | Y |  | Y | [12 empty] | drop
No | Yes | Software | Software | Data Center Expert
USB

## Secure Power (OLD) (hidden)
4 | 14 |  |  | 93
Seen on BS | Fingerprints available | NMC | Column1 | Product range | Family | LOB | BU | Type | EcoStruxuretruxure Level | State | Notes | Protocols | BacNet | EIP | FTP | HTTP/HTTPS | KNX | mDNS | Modbus Series | ModbusTCP | SNTP | SNMP | SQL Server | Telnet | DNP3 | Web | SMTP | SFTP | 3,4G | Wifi , IPV4,6 | IEC 60870-5-103/104/101 | IEC 61850 | Zigbee | Other | bmm proposal
No | No | Cooling: ACRC chilled water AFC |  | Active flow controller | IT Racks and Accessories | Secure Power | Energy Management | HW | Connected product | Commercialized |  | Modbus Series | [6 empty] | Y | [15 empty] | Cooling: ACRC chilled water AFC
No | No | home - drop |  | Back UPS SX3 | Uninterruptible Power Supply (UPS) | Critical Power, Cooling and Racks | Secure Power | HW | No information | End of commercialization | Seems no internet protocol | No information | [22 empty] | home - drop
No | Yes | home - drop |  | Back-UPS | Uninterruptible Power Supply (UPS) | Critical Power, Cooling and Racks | Secure Power | HW | No information | Commercialized |  | No information | [22 empty] | home - drop
No | No | home - drop |  | Back-UPS Connect | Uninterruptible Power Supply (UPS) | Secure Power | Energy Management | HW | Connected product | Commercialized | Wifi via router ? | No information | [17 empty] | Y |  |  |  |  | home - drop
No | Yes | home - drop |  | Back-UPS Pro | Uninterruptible Power Supply (UPS) | Secure Power | Energy Management | HW | Connected product | Commercialized | Ethernet | No information | [22 empty] | home - drop
No | No | ??? |  | Console LCD Netshelter | IT Racks and Accessories | Critical Power, Cooling and Racks | Secure Power | HW | No information | Commercialized |  | No information | [22 empty] | ???
No | Yes | ??? |  | Cooling Distribution and Piping Accessories | Cooling Solutions | Critical Power, Cooling and Racks | Secure Power | HW | No information | Commercialized |  | No information | [22 empty] | ???
No | No | Easy NMC |  | Easy Basic Rack PDU | IT Power Distribution | Critical Power, Cooling and Racks | Secure Power | HW | No information | Commercialized |  | No information | [22 empty] | Easy NMC
No | Yes | Easy NMC |  | Easy Cooling Row CW | Cooling Solutions | Secure Power | Energy Management | HW | Connected product | Commercialized |  | Modbus RTU, Modbus TCP | [6 empty] | Y | Y | [14 empty] | Easy NMC
No | No | Easy NMC |  | Easy Custom Rack PDUs | IT Power Distribution | Critical Power, Cooling and Racks | Secure Power | HW | Connected product | Commercialized | No reliable information | No information | [22 empty] | Easy NMC
No | No | Easy NMC |  | Easy Metered Rack PDU | IT Power Distribution | Secure Power | Energy Management | HW | Connected product | Commercialized |  | HTTP/HTTPS , SNMP |  |  |  | Y | [5 empty] | Y | [12 empty] | Easy NMC
No | No | Easy NMC |  | Easy Micro Data Center Serie C | IT Racks and Accessories | Secure Power | Energy Management | HW | Connected product | Commercialized | Phone and application available | No information | [13 empty] | Y | [8 empty] | Easy NMC
No | No | Easy NMC |  | Easy Micro Data Center Serie R | IT Racks and Accessories | Secure Power | Energy Management | HW | Connected product | Commercialized | Phone and application available | No information | [13 empty] | Y | [8 empty] | Easy NMC
No | No | Easy NMC |  | Easy Micro Data Center Serie S | IT Racks and Accessories | Secure Power | Energy Management | HW | Connected product | Commercialized | Phone and application available | No information | [13 empty] | Y | [8 empty] | Easy NMC
No | Yes | Easy NMC |  | Easy Switched Rack PDU | IT Power Distribution | Secure Power | Energy Management | HW | Connected product | Commercialized |  | HTTP/HTTPS , SNMP |  |  |  | Y | [5 empty] | Y | [12 empty] | Easy NMC
No | No | Easy NMC |  | Easy UPS 1 Ph BVS Series | Uninterruptible Power Supply (UPS) | Critical Power, Cooling and Racks | Secure Power | HW | No information | Commercialized |  | No information | [22 empty] | Easy NMC
No | Yes | Easy NMC |  | Easy UPS 1 Ph On-Line | Uninterruptible Power Supply (UPS) | Secure Power | Energy Management | HW | Connected product | Commercialized |  | Modbus & SNMP | [6 empty] | Y | Y? |  | Y | [12 empty] | Easy NMC
No | Yes | Easy 3P NMC |  | Easy UPS 3L | Uninterruptible Power Supply (UPS) | Secure Power | Energy Management | HW | Connected product | Commercialized |  | RS485, dry contacts, Ethernet (SNMP, Modbus, TCP/IP, BACnet) & Web | Y | [5 empty] | Y | ? |  | Y | [12 empty] | Easy 3P NMC
No | No | Easy 3P NMC |  | Easy UPS 3L smock extraction | Uninterruptible Power Supply (UPS) | Secure Power | Energy Management | HW | Connected product | Commercialized |  | SNMP & Modbus Serie ? | [6 empty] | Y? |  |  | Y | [12 empty] | Easy 3P NMC
No | No | Easy 3P NMC |  | Easy UPS 3M | Uninterruptible Power Supply (UPS) | Secure Power | Energy Management | HW | Connected product | Commercialized |  | Modbus Serie, Modbus TCP, Bacnet, Web | Y | [5 empty] | Y | Y |  | Y |  |  |  | Y | [8 empty] | Easy 3P NMC
No | No | Easy 3P NMC |  | Easy UPS 3M smock extraction | Uninterruptible Power Supply (UPS) | Secure Power | Energy Management | HW | Connected product | Commercialized |  | SNMP & Modbus Serie ? | [6 empty] | Y? |  |  | Y | [12 empty] | Easy 3P NMC
No | No | Easy 3P NMC |  | Easy UPS 3-Phase Modular | Uninterruptible Power Supply (UPS) | Secure Power | Energy Management | HW | Connected product | Commercialized |  | Modbus TCP, Modbus Series Ethernet IP, BacNet | Y | Y |  |  |  |  | Y | Y |  | Y | [12 empty] | Easy 3P NMC
No | No | Easy 3P NMC |  | Easy UPS 3S | Uninterruptible Power Supply (UPS) | Secure Power | Energy Management | HW | Connected product | Commercialized |  | RS485, dry contacts, Ethernet (SNMP, Modbus, TCP/IP, BACnet) & Web | Y | [5 empty] | Y | ? |  | Y |  |  |  | Y | [8 empty] | Easy 3P NMC
No | No | Easy 3P NMC |  | Easy UPS 3-Series Accessories | Uninterruptible Power Supply (UPS) | Secure Power | Energy Management | HW | Connected product | Commercialized |  | No information | [22 empty] | Easy 3P NMC
No | No | Easy NMC |  | Easy UPS Lithium Ion SRVL & SRVLS | Uninterruptible Power Supply (UPS) | Secure Power | Energy Management | HW | Connected product | Commercialized |  | Web, SSH, HTTPS, Modbus (Not sure) | [6 empty] | Y? | Y? |  | Y |  |  |  | Y | [8 empty] | Easy NMC
No | No | Easy NMC |  | Easy UPS On-Line | Uninterruptible Power Supply (UPS) | Critical Power, Cooling and Racks | Secure Power | HW | No information | Commercialized |  | No information | [22 empty] | Easy NMC
No | No | Easy NMC |  | Easy UPS Security Light | Uninterruptible Power Supply (UPS) | Secure Power | Energy Management | HW | Connected product | Commercialized |  | Modbus Serial , SNMP , Modbus TCP/IP | [6 empty] | Y | Y |  | Y | [12 empty] | Easy NMC
No | No | Easy NMC |  | Easy UPS SMVS | Uninterruptible Power Supply (UPS) | Secure Power | Energy Management | HW | Connected product | Commercialized |  | Web SNMP | [9 empty] | Y |  |  |  | Y | [8 empty] | Easy NMC
No | No | Easy NMC |  | Easy UPS SRVLS | Uninterruptible Power Supply (UPS) | Secure Power | Energy Management | HW | Connected product | Commercialized |  | Web SNMP , Modbus | [6 empty] | Y? | Y? |  | Y |  |  |  | Y | [8 empty] | Easy NMC
No | No | Easy NMC |  | Easy UPS SRVS | Uninterruptible Power Supply (UPS) | Secure Power | Energy Management | HW | Connected product | Commercialized |  | SNMP, Web, Modbus serie | [6 empty] | Y |  |  | Y |  |  |  | Y | [8 empty] | Easy NMC
No | No | Easy NMC |  | Easy UPS SVRS | Uninterruptible Power Supply (UPS) | Secure Power | Energy Management | HW | Connected product | Commercialized |  | Web SNMP , Modbus series | [6 empty] | Y |  |  | Y |  |  |  | Y | [8 empty] | Easy NMC
No | No | Cloud |  | EcoStruxure Asset Advisor | Critical Power Cooling and Racks | Digital Power | Energy Management | SW | Analytics | Commercialized |  | Software | [22 empty] | Cloud
No | No | Cloud |  | EcoStruxuretruxure IT Advisor | Data Center Software | Secure Power | Energy Management | SW | Analytics | Commercialized |  | Software | [22 empty] | Cloud
No | No | Cloud |  | EcoStruxuretruxure IT Expert | Data Center Software | Secure Power | Energy Management | SW | Edge control | Commercialized |  | Software | [22 empty] | Cloud
No | No | Gateway |  | EcoStruxuretruxure IT Gateway NUC | Data Center Software | Secure Power | Energy Management | HW | Connected product | End of commercialization |  | SNMP, Modbus RTU, Modbus TCP, HTTP/HTTPS,FTP |  |  | Y | Y |  |  | Y | Y |  | Y | [12 empty] | Gateway
No | No | Cloud |  | EcoStruxuretruxure IT SmartConnect | Data Center Software | Secure Power | Energy Management | SW | Edge control | Commercialized |  | Software | [22 empty] | Cloud
No | No | ? |  | Espace U | No information | Secure Power | Energy Management | HW | Connected product | No information |  | HTTPS, SNMP, TCP/IP |  |  |  | Y |  |  |  | Y | [14 empty] | ?
No | No | ? |  | Galaxy Lithium-ion Battery Systems | Uninterruptible Power Supply (UPS) | Secure Power | Energy Management | HW | Connected product | Commercialized |  | Modbus TCP/IP , Modbus RTU | [6 empty] | Y | Y | [14 empty] | ?
No | No | NMC4 |  | Galaxy PW Gen 2 | Uninterruptible Power Supply (UPS) | Secure Power | Energy Management | HW | Connected product | Commercialized |  | Modbus Series , Web,SNMP | [6 empty] | Y |  |  | Y |  |  |  | Y | [8 empty] | NMC4
No | No | NMC4 |  | Galaxy VL | Uninterruptible Power Supply (UPS) | Secure Power | Energy Management | HW | Connected product | Commercialized |  | Modbus (SCADA) , Modbus TCP/IP , Modbus RTU | [6 empty] | Y | Y | [14 empty] | NMC4
No | No | NMC4 |  | Galaxy VM | Uninterruptible Power Supply (UPS) | Secure Power | Energy Management | HW | Connected product | Commercialized |  | Modbus (SCADA) , Modbus TCP/IP , Modbus RTU | [6 empty] | Y | Y | [14 empty] | NMC4
No | Yes | NMC4 |  | Galaxy VS | Uninterruptible Power Supply (UPS) | Secure Power | Energy Management | HW | Connected product | Commercialized |  | Modbus (SCADA) , Modbus TCP/IP , Modbus RTU ?, Web | [6 empty] | Y? | Y | [5 empty] | Y | [8 empty] | NMC4
No | No | drop |  | Galaxy VS accesories | Uninterruptible Power Supply (UPS) | Secure Power | Energy Management | HW | Connected product | Commercialized |  | Modbus TCP, Modbus RTU | [6 empty] | Y | Y | [14 empty] | drop
No | No | NMC4 |  | Galaxy VX | Uninterruptible Power Supply (UPS) | Secure Power | Energy Management | HW | Connected product | Commercialized |  | Modbus TCP/IP & Modbus Series, Web,SNMP |  |  | Mail |  |  |  | Y | Y |  | Y | [12 empty] | NMC4
No | No | Netbotz 750 |  | NetBotz | Security and Environmental Monitoring | Secure Power | Energy Management | HW | Connected product | Commercialized |  | HTTPS, SNMP, TCP/IP, SSH? |  |  |  | Y |  |  |  | Y |  | Y |  |  |  | Y? | [7 empty] | SSH? | Netbotz 750
No | No | NMC |  | NetShelter Basic Rack PDUs | IT Power Distribution | Secure Power | Energy Management | HW | Connected product | Commercialized |  | Modbus ? | [6 empty] | Y? | Y? | [14 empty] | NMC
No | No | NMC |  | NetShelter Custom Rack PDUs | IT Power Distribution | Secure Power | Energy Management | HW | Connected product | Commercialized |  | TelNet, SNMP, Web | [9 empty] | Y |  | Y |  | Y | [8 empty] | NMC
No | No | NMC |  | NetShelter Data Center Containment | Cooling Solutions | Critical Power, Cooling and Racks | Secure Power | HW | No information | End of commercialization |  | No information | [22 empty] | NMC
No | No | NMC |  | NetShelter Metered Rack PDUs | IT Power Distribution | Secure Power | Energy Management | HW | Connected product | Commercialized |  | Web & SNMP, SSH?, EcoStruxuretruxure interace, Modbus ? | [6 empty] | Y? | Y? |  | Y |  |  |  | Y | [7 empty] | SSH? | NMC
No | No | NMC |  | NetShelter Metered-by-Outlet Rack PDUs | IT Power Distribution | Secure Power | Energy Management | HW | Connected product | Commercialized |  | Modbus TCP/IP, IPv4&6, snmp, ftp, web, |  |  | Y |  |  |  |  | Y |  | Y |  |  |  | Y |  |  |  | Y |  |  |  |  | NMC
No | No | NMC |  | NetShelter Rack PDU Advanced | IT Power Distribution | Secure Power | Energy Management | HW | Connected product | Commercialized |  | IPv4&6, Web, SNMP | [9 empty] | Y |  |  |  | Y |  |  |  | Y |  |  |  |  | NMC
No | No | NMC |  | NetShelter Switched Metered Outlet PDUs | IT Power Distribution | Secure Power | Energy Management | HW | Connected product | Commercialized |  | Web, SNMP | [9 empty] | Y |  |  |  | Y | [8 empty] | NMC
No | No | NMC |  | NetShelter Switched Rack PDUs | IT Power Distribution | Secure Power | Energy Management | HW | Connected product | Commercialized |  | Software | [22 empty] | NMC
No | Yes | NMC |  | Network Managment Card | Data Center Software | Secure Power | Energy Management | HW | Connected product | Commercialized |  | SNMP, Web, FTP Modbus serie |  |  | Y |  |  |  | Y |  |  | Y |  |  |  | Y | [8 empty] | NMC
No | No | Serial |  | PowerChute Business Edition | Data Center Software | Secure Power | Energy Management | SW | Edge control | Commercialized |  | Software | [22 empty] | Serial
No | No | NMC |  | PowerChute Network Shutdown | Data Center Software | Secure Power | Energy Management | SW | Edge control | Commercialized |  | Software | [22 empty] | NMC
No | No | USB |  | PowerChute Personal Edition | Data Center Software | Secure Power | Energy Management | SW | Edge control | Commercialized |  | Software | [22 empty] | USB
No | No | serial |  | PowerChute Serial Shutdown | Data Center Software | Secure Power | Energy Management | SW | Edge control | Commercialized |  | Software | [22 empty] | serial
No | Yes | NMC |  | Smart-UPS | Uninterruptible Power Supply (UPS) | Secure Power | Energy Management | HW | Connected product | Commercialized |  | SNMP & Web, FTP& Modbus Serie with optional card |  |  | Y |  |  |  | Y | [6 empty] | Y | [8 empty] | NMC
No | No | NMC |  | Smart-UPS Battery Systems | Uninterruptible Power Supply (UPS) | Critical Power, Cooling and Racks | Secure Power | HW | No information | Commercialized |  | No information | [22 empty] | NMC
No | No | NMC |  | Smart-UPS On-Line | Uninterruptible Power Supply (UPS) | Secure Power | Energy Management | HW | Connected product | Commercialized |  | Web, Modbus Serie, SNMP, FTP, TelNet with a card |  |  |  | Y? |  |  | Y |  |  | Y |  | Y | [5 empty] | Y |  |  |  |  | NMC
No | No | NMC |  | Smart-UPS On-Line SR1 | Uninterruptible Power Supply (UPS) | Secure Power | Energy Management | HW | Connected product | Commercialized |  | Web, Modbus Serie, SNMP, FTP, TelNet with a card |  |  |  | Y? |  |  | Y |  |  | Y |  | Y | [5 empty] | Y |  |  |  |  | NMC
No | No | NMC |  | Smart-UPS SCL,SMTL | Uninterruptible Power Supply (UPS) | Secure Power | Energy Management | HW | Connected product | Commercialized |  | Web, SNMP | [9 empty] | Y |  |  |  | Y | [8 empty] | NMC
No | No | NMC |  | Smart-UPS SMT | Uninterruptible Power Supply (UPS) | Secure Power | Energy Management | HW | Connected product | Commercialized |  | Web, SNMP | [9 empty] | Y |  |  |  | Y | [8 empty] | NMC
No | No | NMC |  | Smart-UPS SMX | Uninterruptible Power Supply (UPS) | Secure Power | Energy Management | HW | Connected product | Commercialized |  | Web, SNMP | [9 empty] | Y |  |  |  | Y | [8 empty] | NMC
No | Yes | NMC |  | Smart-UPS SRT | Uninterruptible Power Supply (UPS) | Secure Power | Energy Management | HW | Connected product | Commercialized |  | Web SNMP ,Modbus serial , HTTP |  |  |  | ? |  |  | Y |  |  | Y | [12 empty] | NMC
No | No | NMC |  | Smart-UPS SRTG | Uninterruptible Power Supply (UPS) | Secure Power | Energy Management | HW | Connected product | Commercialized |  | Modbus serial | [6 empty] | Y | [15 empty] | NMC
No | No | NMC |  | Smart-UPS SRTL | Uninterruptible Power Supply (UPS) | Secure Power | Energy Management | HW | Connected product | Commercialized |  | Web,SNMP | [9 empty] | Y |  |  |  | Y | [8 empty] | NMC
No | Yes | NMC |  | Smart-UPS SURT & RT | Uninterruptible Power Supply (UPS) | Secure Power | Energy Management | HW | Connected product | Commercialized |  | Web,SNMP | [6 empty] | Y |  |  | Y |  |  |  | ? | [8 empty] | NMC
No | No | NMC |  | Smart-UPS Ultra | Uninterruptible Power Supply (UPS) | Secure Power | Energy Management | HW | Connected product | Commercialized |  | Web, Modbus Serie, SNMP, FTP, TelNet? with a card |  |  |  | Y |  |  | Y |  |  | Y |  | Y? |  | Y | [8 empty] | NMC
No | Yes | NMC |  | Symmetra | Uninterruptible Power Supply (UPS) | Critical Power, Cooling and Racks | Secure Power | HW | No information | Commercialized |  | No information | [22 empty] | NMC
No | No | NMC |  | Symmetra LX |  | Secure Power | Energy Management | HW | Connected product | Commercialized |  | Web,SNMP, Wifi, | [9 empty] | Y |  |  |  | Y |  |  |  | Y |  |  |  |  | NMC
No | Yes | NMC |  | Symmetra PX | Uninterruptible Power Supply (UPS) | Secure Power | Energy Management | HW | Connected product | Commercialized |  | HTTP, Modbus RTU, IPV6, SNMP |  |  |  | Y |  |  | Y |  |  | Y | [7 empty] | Y |  |  |  |  | NMC
No | No | NMC |  | Symmetra PX Modular | Uninterruptible Power Supply (UPS) | Secure Power | Energy Management | HW | Connected product | Commercialized |  | SNMP | [9 empty] | Y | [12 empty] | NMC
No | No | NMC |  | Three-phase Power Transfer System (specific offer) | Uninterruptible Power Supply (UPS) | Secure Power | Energy Management | HW | Connected product | Commercialized |  | Modbus Serie maybe more | [6 empty] | Y | [15 empty] | NMC
No | No | NMC |  | Unfilair Air Cooled Chillers | Cooling Solutions | Secure Power | Energy Management | HW | Connected product | Commercialized |  | SNMP, Modbus TCP/IP, Modbus RTU, BacNet | Y | [5 empty] | Y | Y |  | Y | [12 empty] | NMC
No | No | NMC |  | Unflair Indirect Economizers | Cooling Solutions | Secure Power | Energy Management | HW | Connected product | Commercialized |  | Modbus | [6 empty] | Y? | Y? | [14 empty] | NMC
No | No | NMC |  | Uniflair Ceiling Mounted Split Room Cooling | Cooling Solutions | Secure Power | Energy Management | HW | Connected product | Commercialized |  | Web, Telnet, SSH | [11 empty] | Y |  | Y | [7 empty] | SSH | NMC
No | No | NMC |  | Uniflair Ducted Chillers | Cooling Solutions | Critical Power, Cooling and Racks | Secure Power | HW | No information | Commercialized |  | No information | [22 empty] | NMC
No | No | NMC |  | Uniflair Free Cooling Chillers | Cooling Solutions | Secure Power | Energy Management | HW | Connected product | Commercialized |  | Web, Telnet & SSH | [11 empty] | Y |  | Y | [7 empty] | SSH | NMC
No | No | NMC |  | Uniflair Med,Large Room Cooling | Cooling Solutions | Secure Power | Energy Management | HW | Connected product | Commercialized |  | Web, Telnet & SSH, Bacnet, Modbus | Y | [5 empty] | Y? | Y? |  |  |  | Y |  | Y | [7 empty] | SSH | NMC
No | No | NMC |  | Uniflair Monoblock Room Cooling | Cooling Solutions | Secure Power | Energy Management | HW | Connected product | Commercialized |  | Web, Telnet & SSH, Bacnet, Modbus | Y | [5 empty] | Y? | Y? |  |  |  | Y |  | Y | [7 empty] | SSH | NMC
No | No | NMC |  | Uniflair Rack Mounted Room Cooling | Cooling Solutions | Secure Power | Energy Management | HW | Connected product | Commercialized |  | Modbus Serie | [6 empty] | Y | [15 empty] | NMC
No | No | NMC |  | Uniflair Small Room Cooling | Cooling Solutions | Secure Power | Energy Management | HW | Connected product | Commercialized |  | SNMP, Modbus TCP/IP & RTU, BacNet | Y | [5 empty] | Y | Y |  | Y | [12 empty] | NMC
No | No | NMC |  | Uniflair SP | Cooling Solutions | Secure Power | Energy Management | HW | Connected product | Commercialized |  | Modbus TCP, Telnet, SSH, FTP, HTTP/HTTPS?, SNMP |  |  | Y | Y |  |  |  | Y |  | Y |  | Y | [5 empty] | Y |  |  |  |  | NMC
No | No | NMC |  | Uniflair Wall Mount Room Cooling | Cooling Solutions | Secure Power | Energy Management | HW | Connected product | Commercialized |  | HTTP/HTTPS, Telnet & SSH?, Bacnet, Modbus | Y | [5 empty] | Y? | Y? |  |  |  | Y |  | Y | [7 empty] | SSH | NMC
No | No | NMC |  | Uniflair Water Chilled Unit | Cooling Solutions | Critical Power, Cooling and Racks | Secure Power | HW | No information | No information |  | Modbus, SNMP?, | [6 empty] | Y? | Y? |  | Y? | [12 empty] | NMC
No | No | NMC |  | Uniflair Water Cooled Chillers | Cooling Solutions | Secure Power | Energy Management | HW | Connected product | Commercialized |  | HTTP/HTTPS, Telnet & SSH?, Bacnet, Modbus | Y | [5 empty] | Y? | Y? |  |  |  | Y |  | Y | [7 empty] | SSH | NMC
No | No | NMC |  | UPS Network Management Cards | Uninterruptible Power Supply (UPS) | Secure Power | Energy Management | HW | Connected product | Commercialized |  | SSH, HTTP/HTTPS, , SNMP, FTP, IPv4&6, Modbus? | Y |  | Y | Y |  |  | Y | Y |  | Y |  |  |  | Y |  |  |  | Y |  |  |  |  | NMC
Yes | No | NMC |  | EcoStruxure Micro Data Centers | [30 empty] | NMC
Yes | No | NMC |  | Rack Power Distribution | [30 empty] | NMC
Yes | No | NMC |  | Smart-UPS | [30 empty] | NMC
Yes | No | NMC |  | UPS Management | [30 empty] | NMC
Seen online but cannot identify product
New Category to be implemented (04 Mar)
[7 empty] | NMC2 Apps |  | NMC3 Apps
|  |  |  | First Level |  |  | Name | LOB | App Name | LOB
|  |  |  | NMC1 | AOS version 1,2,3 | AP9617, AP9618, AP9619 | acrc2g | Cooling | ACRC-2G | Cooling
|  |  |  | NMC2 | AOS version 5,6,7 | AP9630, AP9631 | acrd2g | Cooling | ACRD-2G | Cooling
|  |  |  | NMC3 | AOS version 1.3.3.1, 2.5, 3.4 | AP9640, AP9641, AP9544 | acrp2g | Cooling | ACRP-2G | Cooling
|  |  |  | NMC4 |  | AP9644 | acrptk2g | Cooling | ACRPTK-2G | Cooling
|  |  |  | Easy 1P NMC |  |  | amico | Cooling | AMICO | Cooling
|  |  |  | Easy 3P NMC |  |  | ats | 3 Phase | AQUASCROLL
|  |  |  | Software |  |  | ats4g | 3 Phase | ats4g | 3 Phase
|  |  |  | Cloud |  |  | aquacentr | Cooling | BCWC | Cooling
|  |  |  | UPSD* |  |  | BM4 | 3 Phase | Closecdz | Cooling
|  |  |  | Gateway? |  |  | CHU | 3 Phase | closecdznam | Cooling
[7 empty] | eb2g | Cooling | EB-2G | Cooling
|  |  |  | Second Level |  |  | Fanwall | Cooling | EMGPX
|  |  |  | PDU |  |  | G300 | 3 Phase | epdu
|  |  |  | UPS |  |  | g7k | 3 Phase | EU1P
|  |  |  | Cooling |  |  | G9KCHU |  | eu3p
[7 empty] | grpp | 3 Phase | FanWall | Cooling
[7 empty] | gvmsa | 3 Phase | Galaxy RPP | 3 Phase
[7 empty] | gvmts | 3 Phase | Galaxy VM SA | 3 Phase
[7 empty] | gvxsa | 3 Phase | Galaxy VM TS | 3 Phase
[7 empty] | gvxts | 3 Phase | Galaxy VX SA | 3 Phase
[7 empty] | ledx2g | Cooling | Galaxy VX TS | 3 Phase
[7 empty] | LeoGen2 | Cooling | gmod
[7 empty] | nb250 | 3 Phase | Ledx-2g | Cooling
[7 empty] | pmm | 3 Phase | LEGDUE
[7 empty] | px2 | 3 Phase | LEOgen-2 | Cooling
[7 empty] | pxc | 3 Phase | nb250 | RPDU
[7 empty] | rdEdge1xx (saaral) | Cooling | PMM | Rack Power
[7 empty] | rd3xx | Cooling | PX1 - PX2 | 3 Phase
[7 empty] | rpdu | 3 Phase | PXP/PXC | 3 Phase
[7 empty] | rx10x2g | Cooling | Rack ATS | Single Phase
[7 empty] | sc2g | Cooling | Rd2xxx | Cooling
[7 empty] | sumx | HBN | RdEdge1xx (saaral) | Cooling
[7 empty] | sxw | 3 Phase | rpdu | RPDU
[7 empty] | sy | HBN | RX10x2g | Cooling
[7 empty] | sy3p | 3 Phase | SC-2g | Cooling
[7 empty] | sypx | 3 Phase | SU | Single Phase
[7 empty] | trmchlr | Cooling | SUCAN
[7 empty] | unflrsp | Cooling | SXW | 3 Phase
[7 empty] | unflrtsa | Cooling | SY | HBN
[7 empty] | uniflrle | Cooling | Symmetra PX (Odin) | 3 Phase
[7 empty] | uniflrlel | Cooling | TRIMCHILLER | cooling
[7 empty] | x84p | 3 Phase | Uniflair SP | Cooling
[7 empty] | xpdu | 3 Phase | UniflairLE | Cooling
[7 empty] | xrdp | 3 Phase | Uniflairle_l | Cooling
[7 empty] | xrdp2g | 3 Phase | UniflairTSA | Cooling
[9 empty] | x84P | 3 Phase
[9 empty] | XPDU | 3 Phase
[9 empty] | XRDP | 3 Phase
[9 empty] | XRDP-2G | 3 Phase

## Digital Building
11 | 15 | 48
Seen on BS | Fingerprints available | Product range | Family | Family | LOB | Type | EcoStruxure Level | State | Notes | Protocols | BacNet | EIP | FTP | HTTP/ HTTPS | KNX | mDNS | Modbus Series | ModbusTCP | SNTP | SNMP | SQL Server | Telnet | DNP3 | Web | SMTP | SFTP | 3,4G | Wifi , IPV4,6 | IEC 60870-5-103/104/101 | IEC 61850 | Zigbee | Other
Yes | Yes | Andover Continuum | Energy management software solution | Digital Building | Energy management | HW | Connected Product | Discontinued |  | BacNet, Modbus TCP, SNTP | Y | [6 empty] | Y | Y
No | Yes | Atmostech | ? | ? |  | HW | ? | Discontinued |  | No information
Yes | Yes | bCX1 | ? | Digital Building | Energy management | HW |  | Commercialized |  | BacNet | Y
No | Yes | Dardo Plus System | Building management | Digital Building | Energy management | HW | Connected Product | Commercialized |  | Modbus Serie, Modbus TCP | [6 empty] | Y | Y
No | Yes | EasyLogic™ MP-C Controller | Controllers, expansion modules, server & HMI | Digital Building | Energy management | HW | Edge control | Commercialized |  | BACnet MS,TP | Y | [20 empty] | Bluetooth
No | Yes | EasyLogic™ RP-C Controller | Controllers, expansion modules, server & HMI | Digital Building | Energy management | HW | Edge control | Commercialized |  | BACnet MS,TP | Y | [20 empty] | Bluetooth
|  | EasyLogic™ RP-V Controller | Controllers, expansion modules, server & HMI | Digital Building | Energy management | HW | Edge control
No | No | EasyLogic™ RP-IO Module | Controllers, expansion modules, server & HMI | Digital Building | Energy management | HW | Edge control | Commercialized |  | BACnet MS,TP | Y | [20 empty] | Bluetooth
Yes | Yes | EcoStruxure Building Operation | Controllers, expansion modules, server & HMI | Digital Building | Energy management | SW | Edge control | Commercialized |  | Software
No | No | EcoStruxure Buildng Activate | Controllers, expansion modules, server & HMI | Digital Building | Energy management | SW | Edge control | Commercialized |  | Software
No | Yes | EcoStruxuretruxure Fire Expert | Fire and security | Digital Building | Energy management | SW | Edge control | Commercialized |  | Software
No | Yes | Esmi Sense FDP | Property management and security solutions | Digital Building | Energy management | HW | Connected Product | Commercialized |  | BacNet | Y
No | No | ExoStruxure Access Expert | Building security and access control | Digital Building | Energy management | SW | Edge control | Commercialized |  | Software
No | No | ExoStruxure Security Expert | Building security and access control | Digital Building | Energy management | SW | Edge control | Commercialized |  | Software
No | No | iNET 7 Access Control | Building management | Digital Building | Energy management | HW | Connected Product | Discontinued |  | Software
No | No | iNET 7 HVAC | Building management | Digital Building | Energy management | HW | Connected Product | Discontinued |  | No information
No | No | Satchwell Micronet | Building management | Digital Building | Energy management | HW | Connected Product | Discontinued |  | Comms Protocol: ARCNET,LON, NCP
No | No | Satchwell Sigma | Building management | Digital Building | Energy management | HW | Connected Product | Discontinued |  | Software and hardware
No | No | SE7000 Series | Controllers, expansion modules, server & HMI | Digital Building | Energy management | HW | Connected Product | Commercialized |  | BacNet MS,TP, Zigbee | Y | [19 empty] | Y
No | No | SE8000 Series | Controllers, expansion modules, server & HMI | Digital Building | Energy management | HW | Connected Product | Commercialized |  | BacNet MS,TP, Modbus RTU, Zigbee | Y | [5 empty] | Y | [13 empty] | Y
No | Yes | Software, SpaceLogic C-Bus, commissioning | Residential and small business | Digital Building | Energy management | HW | Connected Product | Commercialized |  | Software
No | No | SpaceLogic Advanced Display | Controllers, expansion modules, server & HMI | Digital Building | Energy management | HW | Edge control | Commercialized |  | 3,4G USBNet:2.0 | [16 empty] | Y
No | No | SpaceLogic C-Bus | Residential and small business | Digital Building | Energy management | HW | Connected Product | Commercialized |  | BacNet IP, KNX, Modbus RTU, Modbus TCP, EIP | Y | Y |  |  | Y
No | No | SpaceLogic KNX | Residential and small business | Digital Building | Energy management | HW | Connected Product | Commercialized |  | KNX, ModbusRTU & TCP, BacNet TCP, 3G modem, Web, HTTP/HTTPS, FTP, Wifi | Y |  |  |  | Y |  | Y | Y
No | No | SpaceLogic Wireless Connectivity - Advanced | Controllers, expansion modules, server & HMI | Digital Building | Energy management | HW | Edge control | Commercialized |  | BacNet | Y
No | Yes | SpaceLogic™ and EasyLogic™ Adapters | Controllers, expansion modules, server & HMI | Digital Building | Energy management | HW | Edge control | Commercialized |  | BacNet IP ans BacNEt MS,TP | Y
Yes | Yes | SpaceLogic™ AS-B Automation Server | Controllers, expansion modules, server & HMI | Digital Building | Energy management | HW | Edge control | Commercialized |  | BacNet, EIP, Modbus TCP, SNTP | Y | Y |  | Y |  |  |  | Y | Y | [5 empty] | Y | [6 empty] | Bluetooth
Yes | Yes | SpaceLogic™ AS-P Automation Server | Controllers, expansion modules, server & HMI | Digital Building | Energy management | HW | Edge control | Commercialized |  | BacNet, EIP, Modbus TCP, SNTP, HTTP/HTTPS | Y | Y |  | Y |  |  |  | Y | Y | [5 empty] | Y | [6 empty] | Bluetooth
No | No | SpaceLogic™ Central I,O Module | Controllers, expansion modules, server & HMI | Digital Building | Energy management | HW | Edge control | Commercialized |  | BacNet IP | Y
No | No | SpaceLogic™ IP-IO Expansion Module | Controllers, expansion modules, server & HMI | Digital Building | Energy management | HW | Edge control | Commercialized |  | BacNet IP | Y
Yes | No | SpaceLogic™ MP-C Controller | Controllers, expansion modules, server & HMI | Digital Building | Energy management | HW | Edge control | Commercialized |  | BacNet,IP | Y | [20 empty] | Bluetooth
Yes | No | SpaceLogic™ MP-V Controller | Controllers, expansion modules, server & HMI | Digital Building | Energy management | HW | Edge control | Commercialized |  | BACnet,IP, KNX | Y |  |  |  | Y | [16 empty] | Bluetooth
No | No | SpaceLogic™ Operator Display | Controllers, expansion modules, server & HMI | Digital Building | Energy management | HW | Edge control | Commercialized |  | BacNEt IP | Y
|  | SpaceLogic™ Advanced Display | Controllers, expansion modules, server & HMI | Digital Building | Energy management | HW | Edge control | Commercialized
Yes | No | SpaceLogic™ RP-C Controller | Controllers, expansion modules, server & HMI | Digital Building | Energy management | HW | Edge control | Commercialized |  | BACnet IP Bluetooth 5.0 LE 2.4 GHz BACnet MS,TP | Y | [20 empty] | Bluetooth
No | No | SpaceLogic™ RP-V Controller | Controllers, expansion modules, server & HMI | Digital Building | Energy management | HW | Edge control | Commercialized |  | Bluetooth 5.1 low energy BacNet IP | Y | [20 empty] | Bluetooth
|  | SpaceLogic™ RP Controller - Light & Blind Modules | Controllers, expansion modules, server & HMI | Digital Building | Energy management | HW | Edge control | Commercialized
|  | SpaceLogic™ RP Controller - Room Sensor Modules | Controllers, expansion modules, server & HMI | Digital Building | Energy management | HW | Edge control | Commercialized
No | Yes | SpaceLYnk | Home Automation | Digital Building | Energy management | HW | Connected Product | Commercialized |  | KNX, ModbusRTU & TCP, BacNet TCP, 3G modem, Web, HTTP/HTTPS, FTP | Y |  |  |  | Y |  | Y | Y
No | No | Stachwell Controllers | Building management | Digital Building | Energy management | HW | Connected Product | Discontinued | suspectable | Bacnet? | Y?
No | No | TAC FM | Building management | Digital Building | Energy management | SW | Connected Product | Discontinued |  | No information
Yes | No | TAC I,A Series | Building management | Digital Building | Energy management | HW | Connected Product | Discontinued |  | BacNet, Modbus TCP | Y | [6 empty] | Y
No | No | TAC I,NET | Building management | Digital Building | Energy management | HW | Connected Product | Discontinued |  | No information | [7 empty] | Y
No | No | TAC Vista | Building management | Digital Building | Energy management | HW | Connected Product | Discontinued |  | Bacnet?, Modbus TCP | Y? | [6 empty] | Y
No | No | TAC Vista WebStation | Building management | Digital Building | Energy management | HW | Connected Product | Discontinued |  | EIP |  | Y
No | Yes | TAC Xenta | Building management | Digital Building | Energy management | HW | Connected Product | Discontinued |  | BacNet, Modbus TCP | Y | [6 empty] | Y
Yes | No | SmartX IP Controller | Building management | Digital Building | Energy management | HW | Connected Product |  |  | BacNet, Modbus TCP, MSTP/IP
Yes | No | SpaceLogic | Building management | Digital Building | Energy management | HW | Connected Product |  |  | BacNet, Modbus TCP, MSTP/IP

## Home & Distribution
3 | 1 | 3
Seen on BS | Fingerprints available | Product range | Family | LOB | BU | Type | EcoStruxure Level | State | Notes | Protocols | BacNet | EIP | FTP | HTTP/HTTPS | KNX | mDNS | Modbus Series | ModbusTCP | SNTP | SNMP | SQL Server | Telnet | DNP3 | Web | SMTP | SFTP | 3,4G | Wifi , IPV4,6 | IEC 60870-5-103/104/101 | IEC 61850 | Zigbee | Column1
Yes | Yes | Wiser KNX (SpaceLogic KNX) | Residential and Small Business | Home Solutions | Energy Management | HW and SW | ? | Commercialized | Home | KNX IP, BacNet IP, Modbus RUT & TCP, Wifi, Zigbee, BacNet, 3G, HTTP/HTTPS, FTP | Y |  | Y | Y | Y |  | Y | Y | [8 empty] | Y | Y |  |  | Y
Yes | No | SpaceLogic C-Bus Home Automation System |  | Home Solutions
Yes | No | Wiser Smart Home |  | Home Solutions | [5 empty] | HTTPS
Note on C5: [Commentaire à thread] Votre version d’Excel vous permet de lire ce commentaire à thread. Toutefois, les modifications qui y sont apportées seront supprimées si le fichier est ouvert dans une version plus récente d’Excel. En savoir plus : https://go.microsoft.com/fwlink/?linkid=870924 Commentaire : HSD to check

## Power System
0 | 1 | 22
Seen on BS | Fingerprints available | Product range | Family | LOB | BU | Type | EcoStruxure Level | State | Notes | Protocols | BacNet | EIP | FTP | HTTP/HTTPS | KNX | mDNS | Modbus Series | ModbusTCP | SNTP | SNMP | SQL Server | Telnet | DNP3 | Web | SMTP | SFTP | 3,4G | Wifi , IPV4,6 | IEC 60870-5-103/104/101 | IEC 61850 | Zigbee | Column1
No | Yes | SM AirSeT | Medium Voltage Distribution and grid automation | Power Systems | Energy management | HW | Connected product | Commercialized | System so the different products within might be the ones detectable | No information
No | No | RM AirSeT | Medium Voltage Distribution and grid automation | Power Systems | Energy management | HW | Connected product | Commercialized | System so the different products within might be the ones detectable | No information
No | No | BlokSeT | Medium Voltage Distribution and grid automation | Power Systems | Energy management | HW | Connected product | Commercialized | System so the different products within might be the ones detectable | No information
No | No | Okken | Medium Voltage Distribution and grid automation | Power Systems | Energy management | HW | Connected product | Commercialized | System so the different products within might be the ones detectable | No information
No | No | MCSet | Medium Voltage Distribution and grid automation | Power Systems | Energy management | HW | Connected product | Commercialized | System so the different products within might be the ones detectable | No information
No | No | PremSet | Medium Voltage Distribution and grid automation | Power Systems | Energy management | HW | Connected product | Commercialized | System so the different products within might be the ones detectable | No information
No | No | SM6 | Medium Voltage Distribution and grid automation | Power Systems | Energy management | HW | Connected product | Commercialized | System so the different products within might be the ones detectable | No information
No | No | RM6 | Medium Voltage Distribution and grid automation | Power Systems | Energy management | HW | Connected product | Commercialized | System so the different products within might be the ones detectable | No information
No | No | PIX | Medium Voltage Distribution and grid automation | Power Systems | Energy management | HW | Connected product | Commercialized | System so the different products within might be the ones detectable | No information
No | No | MotorPact | Medium Voltage Distribution and grid automation | Power Systems | Energy management | HW | Connected product | Commercialized | System so the different products within might be the ones detectable | No information
No | No | GenieEvo | Medium Voltage Distribution and grid automation | Power Systems | Energy management | HW | Connected product | Commercialized | System so the different products within might be the ones detectable | No information
No | No | Fluair | Medium Voltage Distribution and grid automation | Power Systems | Energy management | HW | Connected product | Commercialized | System so the different products within might be the ones detectable | No information
No | No | DNF7 | Medium Voltage Distribution and grid automation | Power Systems | Energy management | HW | Connected product | Commercialized | System so the different products within might be the ones detectable | No information
No | No | Masterclad | Medium Voltage Distribution and grid automation | Power Systems | Energy management | HW | Connected product | Commercialized | System so the different products within might be the ones detectable | No information
No | No | GMA | Medium Voltage Distribution and grid automation | Power Systems | Energy management | HW | Connected product | Commercialized | System so the different products within might be the ones detectable | No information
No | No | GHA | Medium Voltage Distribution and grid automation | Power Systems | Energy management | HW | Connected product | Commercialized | System so the different products within might be the ones detectable | No information
No | No | CBGS-x | Medium Voltage Distribution and grid automation | Power Systems | Energy management | HW | Connected product | Commercialized | System so the different products within might be the ones detectable | No information
No | No | WS,WI | Medium Voltage Distribution and grid automation | Power Systems | Energy management | HW | Connected product | Commercialized | System so the different products within might be the ones detectable | No information
No | No | FBX | Medium Voltage Distribution and grid automation | Power Systems | Energy management | HW | Connected product | Commercialized | System so the different products within might be the ones detectable | No information
No | No | DVCAS | Medium Voltage Distribution and grid automation | Power Systems | Energy management | HW | Connected product | Commercialized | System so the different products within might be the ones detectable | No information
No | No | Flusarc | Medium Voltage Distribution and grid automation | Power Systems | Energy management | HW | Connected product | Commercialized | System so the different products within might be the ones detectable | No information
No | No | VarSet | Power Quality and Power Factor Correction | Digital Power | Energy Management | HW | Connected product | Commercialized | System so the different products within might be the ones detectable | No information | [6 empty] | Y

## Innovation at the edge
Product range | Family | LOB | BU | Type | EcoStruxuretruxure Level | State | Notes | Protocols | BacNet | EIP | FTP | HTTP/HTTPS | KNX | mDNS | Modbus Series | ModbusTCP | SNTP | SNMP | SQL Server | Telnet | DNP3 | Web | SMTP | SFTP | 3,4G | Wifi , IPV4,6 | IEC 60870-5-103/104/101 | IEC 61850 | Zigbee | Other
EcoStruxure ArcFM series | Medium Voltage Distribution and Grid Automation | Digital Grid | Innovation at the edge | SW | Analytics | Commercialized | Software | Software
EcoStruxure DERMS | Medium Voltage Distribution and Grid Automation | Digital Grid | Innovation at the edge | SW | Analytics | Commercialized | Software | Software
EcoStruxure ADMS | Medium Voltage Distribution and Grid Automation | Digital Grid | Innovation at the edge | SW | Analytics | Commercialized | Software | Software
EcoStruxure Microgrid Operation | Medium Voltage Distribution and Grid Automation | Digital Grid | Innovation at the edge | SW | Analytics | Commercialized | Software | Software
Energy Control Center | Low Voltage Products and Systems | Digital Grid | Innovation at the edge | HW
EcoStruxuretruxure Microgrid Advisor | Medium Voltage Distribution and Grid Automation | Digital Grid | Energy Management | SW | Analytics | Commercialized |  | Software
EcoStruxuretruxure Microgrid Flex | Medium Voltage Distribution and Grid Automation | Digital Grid | Energy Management | SW | Edge control | Commercialized |  | Software
EV Link | Electrical Car Charging | eMobility | Innovation at the edge | HW | Connected product | Commercialized |  | Wifi
BASIC | Motor Management | Portfolio company | Innovation at the edge | HW | Connected product ? | Commercialized | Company : Himel | No Information
EXPERT-Standard | Motor Management | Portfolio company | Innovation at the edge | HW | Connected product ? | Commercialized | Company : Himel | No Information
HASBS | Motor Management | Portfolio company | Innovation at the edge | HW | Connected product ? | Commercialized | Company : Himel | No Information
HASXS | Motor Management | Portfolio company | Innovation at the edge | HW | Connected product ? | Commercialized | Company : Himel | No Information
SMART-Pump (himel) | Motor Management | Portfolio company | Innovation at the edge | HW | Connected product ? | Commercialized | Company : Himel | No Information
SOLAR (himel) | Motor Management | Portfolio company | Innovation at the edge | HW | Connected product ? | Commercialized | Company : Himel | No Information
Smart Devices | Home electric | Portfolio company | Innovation at the edge | HW | Connected product ? | Commercialized | Company : Himel | No Information
Reactive Power Compensation Controllers | Power Factor Correction | Portfolio company | Innovation at the edge | HW | Connected product ? | Commercialized | Company : Himel | No Information
Digital Panel Meters | Metering | Portfolio company | Innovation at the edge | HW | Connected product ? | Commercialized | Company : Himel | No Information
Xantrex XW | Solar Off grid and Back up | Solar and Energy Storage | Innovation at the edge | HW | Connected product | End of commercialization |  | No Information
Conext ComBox | Solar Off grid and Back up | Solar and Energy Storage | Innovation at the edge | HW | Connected product | Commercialized? |  | Modbus
Conext MPPT | Solar Off grid and Back up | Solar and Energy Storage | Innovation at the edge | HW | Connected product | Commercialized
Insight Energy Management | Solar Off grid and Back up | Solar and Energy Storage | Innovation at the edge | HW/SW | Connected product | Commercialized | Gateway and associated software | Wifi, EIP?, Web-HTTP/HTTPS
Conext SW/XW | Solar Off grid and Back up | Solar and Energy Storage | Innovation at the edge | HW | Connected product | Commercialized |  | No information
Conext AGS | Solar Off grid and Back up | Solar and Energy Storage | Innovation at the edge | HW | Connected product | Commercialized | By RJ45 | Xanbus
Conext SCP (Solar Control Panel) | Solar Off grid and Back up | Solar and Energy Storage | Innovation at the edge | HW | Connected product | Commercialized | By RJ46 | Xanbus
Conext CL | Solar Off grid and Back up | Solar and Energy Storage | Innovation at the edge

## AVEVA
Product range | Family | LOB | BU | Type | EcoStruxuretruxure Level | State | Notes | Protocols | BacNet | EIP | FTP | HTTP/HTTPS | KNX | mDNS | Modbus Series | ModbusTCP | SNTP | SNMP | SQL Server | Telnet | DNP3 | Web | SMTP | SFTP | 3,4G | Wifi , IPV4,6 | IEC 60870-5-103/104/101 | IEC 61850 | Zigbee | Other
AVEVA Batch Management | Industrial Automation and control | Aveva | AVEVA | SW | Analytics | Commercialized | Offer found on SE website | Software
AVEVA Edge | Industrial Automation and control | Aveva | AVEVA | SW | Analytics | Commercialized | Offer found on SE website | Software
AVEVA Insight | Industrial Automation and control | Aveva | AVEVA | SW | Analytics | Commercialized | Offer found on SE website | Software
AVEVA Manufacturing Execution System | Industrial Automation and control | Aveva | AVEVA | SW | Analytics | Commercialized | Offer found on SE website | Software
AVEVA Plant SCADA | Industrial Automation and control | Aveva | AVEVA | SW | Analytics | Commercialized | Offer found on SE website | Software
AVEVA Recipe Management | Industrial Automation and control | Aveva | AVEVA | SW | Analytics | Commercialized | Offer found on SE website | Software
AVEVA System Platform | Industrial Automation and control | Aveva | AVEVA | SW | Analytics | Commercialized | Offer found on SE website | Software
AVEVA Unified Operations Center | Industrial Automation and control | Aveva | AVEVA | SW | Analytics | Commercialized | Offer found on SE website | Software
AVEVA Process Engineering | Industrial Automation and control | Aveva | AVEVA | SW | Analytics | Commercialized | Offer found on SE website | Software
AVEVA Simulation and Learning | Industrial Automation and control | Aveva | AVEVA | SW | Analytics | Commercialized | Offer found on SE website | Software
AVEVA Operations Control | Industrial Automation and control | Aveva | AVEVA | SW | Analytics | Commercialized | Offer found on SE website | Software
AVEVA Work Tasks | Industrial Automation and control | Aveva | AVEVA | SW | Analytics | Commercialized | Offer found on SE website | Software
AVEVA Production Optimization | Industrial Automation and control | Aveva | AVEVA | SW | Analytics | Commercialized | Offer found on SE website | Software
AVEVA PI System | Industrial Automation and control | Aveva | AVEVA | SW | Analytics | Commercialized | Offer found on SE website | Software
AVEVA Operations Data Management | Industrial Automation and control | Aveva | AVEVA | SW | Analytics | Commercialized | Offer found on SE website | Software
AVEVA Predictive Analytics | Industrial Automation and control | Aveva | AVEVA | SW | Analytics | Commercialized | Offer found on SE website | Software
AVEVA Asset Performance Management | Industrial Automation and control | Aveva | AVEVA | SW | Analytics | Commercialized | Offer found on SE website | Software
AVEVA Flex Subscription Program | Industrial Automation and control | Aveva | AVEVA | SW | Analytics | Commercialized | Offer found on SE website | Software
AVEVA InTouch HMI | Industrial Automation and control | Aveva | AVEVA | SW | Analytics | Commercialized | Offer found on SE website | Software
AVEVA Historian | Industrial Automation and control | Aveva | AVEVA | SW | Analytics | Commercialized | Offer found on SE website | Software
AVEVA Entreprise SCADA | Industrial Automation and control | Aveva | AVEVA | SW | Analytics | Commercialized | Offer found on SE website | Software
AVEVA Unified Engineering | Industrial Automation and control | Aveva | AVEVA | SW | Analytics | Commercialized | Offer found on AVEVA HighSpot | Software
AVEVA Engineering | Industrial Automation and control | Aveva | AVEVA | SW | Analytics | Commercialized | Offer found on AVEVA HighSpot | Software
AVEVA P&ID | Industrial Automation and control | Aveva | AVEVA | SW | Analytics | Commercialized | Offer found on AVEVA HighSpot | Software
AVEVA Diagrams | Industrial Automation and control | Aveva | AVEVA | SW | Analytics | Commercialized | Offer found on AVEVA HighSpot | Software
AVEVA Electrical and Instrumentation | Industrial Automation and control | Aveva | AVEVA | SW | Analytics | Commercialized | Offer found on AVEVA HighSpot | Software
AVEVA E3D Design | Industrial Automation and control | Aveva | AVEVA | SW | Analytics | Commercialized | Offer found on AVEVA HighSpot | Software
AVEVA Entrperise Resource Management | Industrial Automation and control | Aveva | AVEVA | SW | Analytics | Commercialized | Offer found on AVEVA HighSpot | Software
AVEVA Process Simulation | Industrial Automation and control | Aveva | AVEVA | SW | Analytics | Commercialized | Offer found on AVEVA HighSpot | Software
AVEVA Dynamic Simulation | Industrial Automation and control | Aveva | AVEVA | SW | Analytics | Commercialized | Offer found on AVEVA HighSpot | Software
AVEVA PRO/II Simulation | Industrial Automation and control | Aveva | AVEVA | SW | Analytics | Commercialized | Offer found on AVEVA HighSpot | Software
AVEVA Pipeline Integrity Monitor | Industrial Automation and control | Aveva | AVEVA | SW | Analytics | Commercialized | Offer found on AVEVA HighSpot | Software
AVEVA Unified Learning | Industrial Automation and control | Aveva | AVEVA | SW | Analytics | Commercialized | Offer found on AVEVA HighSpot | Software
AVEVA Teamwork | Industrial Automation and control | Aveva | AVEVA | SW | Analytics | Commercialized | Offer found on AVEVA HighSpot | Software
AVEVA Crude Assay Management | Industrial Automation and control | Aveva | AVEVA | SW | Analytics | Commercialized | Offer found on AVEVA HighSpot | Software
AVEVA Unified Supply Chain | Industrial Automation and control | Aveva | AVEVA | SW | Analytics | Commercialized | Offer found on AVEVA HighSpot | Software
AVEVA Advanced Planning and Scheduling | Industrial Automation and control | Aveva | AVEVA | SW | Analytics | Commercialized | Offer found on AVEVA HighSpot | Software
AVEVA Asset information management | Industrial Automation and control | Aveva | AVEVA | SW | Analytics | Commercialized | Offer found on AVEVA HighSpot | Software
AVEVA 3D Visualization | Industrial Automation and control | Aveva | AVEVA | SW | Analytics | Commercialized | Offer found on AVEVA HighSpot | Software
AVEVA Information Standards Management | Industrial Automation and control | Aveva | AVEVA | SW | Analytics | Commercialized | Offer found on AVEVA HighSpot | Software
AVEVA Point Cloud Management | Industrial Automation and control | Aveva | AVEVA | SW | Analytics | Commercialized | Offer found on AVEVA HighSpot | Software
AVEVA PI | Industrial Automation and control | Aveva | AVEVA | SW | Analytics | Commercialized | Offer found on AVEVA HighSpot | Software
AVEVA Operations contorl | Industrial Automation and control | Aveva | AVEVA | SW | Analytics | Commercialized | Offer found on AVEVA HighSpot | Software
AVEVA Edge | Industrial Automation and control | Aveva | AVEVA | SW | Analytics | Commercialized | Offer found on AVEVA HighSpot | Software
AVEVA Plant SCADA | Industrial Automation and control | Aveva | AVEVA | SW | Analytics | Commercialized | Offer found on AVEVA HighSpot | Software
AVEVA Integration Studio | Industrial Automation and control | Aveva | AVEVA | SW | Analytics | Commercialized | Offer found on AVEVA HighSpot | Software
AVEVA Asset Performance Management | Industrial Automation and control | Aveva | AVEVA | SW | Analytics | Commercialized | Offer found on AVEVA HighSpot | Software
AVEVA Engineering | Industrial Automation and control | Aveva | AVEVA | SW | Analytics | Commercialized | Offer found on AVEVA HighSpot | Software
AVEVA Planning and Operations | Industrial Automation and control | Aveva | AVEVA | SW | Analytics | Commercialized | Offer found on AVEVA HighSpot | Software
AVEVA Production Management | Industrial Automation and control | Aveva | AVEVA | SW | Analytics | Commercialized | Offer found on AVEVA HighSpot | Software
AVEVA InTouch HMI | Industrial Automation and control | Aveva | AVEVA | SW | Analytics | Commercialized | Offer found on AVEVA HighSpot | Software
AVEVA MES | Industrial Automation and control | Aveva | AVEVA | SW | Analytics | Commercialized | Offer found on AVEVA HighSpot | Software
AVEVA Historian | Industrial Automation and control | Aveva | AVEVA | SW | Analytics | Commercialized | Offer found on AVEVA HighSpot | Software
AVEVA Enterprise SCADA | Industrial Automation and control | Aveva | AVEVA | SW | Analytics | Commercialized | Offer found on AVEVA HighSpot | Software
AVEVA Monitoring and Control | Industrial Automation and control | Aveva | AVEVA | SW | Analytics | Commercialized | Offer found on AVEVA HighSpot | Software
AVEVA Everything3D | Industrial Automation and control | Aveva | AVEVA | SW | Analytics | Commercialized | Offer found on AVEVA HighSpot | Software
AVEVA E3D Design | Industrial Automation and control | Aveva | AVEVA | SW | Analytics | Commercialized | Offer found on AVEVA HighSpot | Software
AVEVA Electrical | Industrial Automation and control | Aveva | AVEVA | SW | Analytics | Commercialized | Offer found on AVEVA HighSpot | Software
AVEVA Diagrams | Industrial Automation and control | Aveva | AVEVA | SW | Analytics | Commercialized | Offer found on AVEVA HighSpot | Software
AVEVA Instrumentation | Industrial Automation and control | Aveva | AVEVA | SW | Analytics | Commercialized | Offer found on AVEVA HighSpot | Software
AVEVA Pipe Stress | Industrial Automation and control | Aveva | AVEVA | SW | Analytics | Commercialized | Offer found on AVEVA HighSpot | Software
AVEVA Bocad | Industrial Automation and control | Aveva | AVEVA | SW | Analytics | Commercialized | Offer found on AVEVA HighSpot | Software
AVEVA Laser Modeller | Industrial Automation and control | Aveva | AVEVA | SW | Analytics | Commercialized | Offer found on AVEVA HighSpot | Software
AVEVA Engage | Industrial Automation and control | Aveva | AVEVA | SW | Analytics | Commercialized | Offer found on AVEVA HighSpot | Software
AVEVA LFM | Industrial Automation and control | Aveva | AVEVA | SW | Analytics | Commercialized | Offer found on AVEVA HighSpot | Software
AVEVA Point Cloud Management | Industrial Automation and control | Aveva | AVEVA | SW | Analytics | Commercialized | Offer found on AVEVA HighSpot | Software
AVEVA Reports for Operations | Industrial Automation and control | Aveva | AVEVA | SW | Analytics | Commercialized | Offer found on AVEVA HighSpot | Software
AVEVA Discrete Lean Management | Industrial Automation and control | Aveva | AVEVA | SW | Analytics | Commercialized | Offer found on AVEVA HighSpot | Software
AVEVA Off-sites Managemenbt | Industrial Automation and control | Aveva | AVEVA | SW | Analytics | Commercialized | Offer found on AVEVA HighSpot | Software
AVEVA Production Accounting | Industrial Automation and control | Aveva | AVEVA | SW | Analytics | Commercialized | Offer found on AVEVA HighSpot | Software
AVEVA APC | Industrial Automation and control | Aveva | AVEVA | SW | Analytics | Commercialized | Offer found on AVEVA HighSpot | Software
AVEVA Process Optimization | Industrial Automation and control | Aveva | AVEVA | SW | Analytics | Commercialized | Offer found on AVEVA HighSpot | Software
AVEVA APM Assessment | Industrial Automation and control | Aveva | AVEVA | SW | Analytics | Commercialized | Offer found on AVEVA HighSpot | Software
AVEVA Asset strategy Optimization | Industrial Automation and control | Aveva | AVEVA | SW | Analytics | Commercialized | Offer found on AVEVA HighSpot | Software
AVEVA Modbile Operator | Industrial Automation and control | Aveva | AVEVA | SW | Analytics | Commercialized | Offer found on AVEVA HighSpot | Software
AVEVA Operational Safety Management | Industrial Automation and control | Aveva | AVEVA | SW | Analytics | Commercialized | Offer found on AVEVA HighSpot | Software
AVEVA Connect | Industrial Automation and control | Aveva | AVEVA | SW | Analytics | Commercialized | Offer found on AVEVA HighSpot | Software
AVEVA Edge Management | Industrial Automation and control | Aveva | AVEVA | SW | Analytics | Commercialized | Offer found on AVEVA HighSpot | Software
AVEVA Hull and Outfitting | Industrial Automation and control | Aveva | AVEVA | SW | Analytics | Commercialized | Offer found on AVEVA HighSpot | Software
AVEVA Plate and Bar Nesting | Industrial Automation and control | Aveva | AVEVA | SW | Analytics | Commercialized | Offer found on AVEVA HighSpot | Software
AVEVA Enterprise Resource Management | Industrial Automation and control | Aveva | AVEVA | SW | Analytics | Commercialized | Offer found on AVEVA HighSpot | Software
AVEVA Contract Risk Management | Industrial Automation and control | Aveva | AVEVA | SW | Analytics | Commercialized | Offer found on AVEVA HighSpot | Software
AVEVA Asset Informatinon Management | Industrial Automation and control | Aveva | AVEVA | SW | Analytics | Commercialized | Offer found on AVEVA HighSpot | Software
AVEVA 3D Asset Visualization | Industrial Automation and control | Aveva | AVEVA | SW | Analytics | Commercialized | Offer found on AVEVA HighSpot | Software
AVEVA Training Simulator | Industrial Automation and control | Aveva | AVEVA | SW | Analytics | Commercialized | Offer found on AVEVA HighSpot | Software
AVEVA Operator Training Simulator | Industrial Automation and control | Aveva | AVEVA | SW | Analytics | Commercialized | Offer found on AVEVA HighSpot | Software
AVEVA Highspot : https://aveva.highspot.com/accounts/select/config

## Do NOT Use
Offers not in PP portfolio
| No | No | EvoPacT HVX | Medium Voltage Switchgear Components |  |  | HW | Connected Produc | Commercialized |  | No information
| No | No | EvoPacT LF | Medium Voltage Switchgear Components | Power Products | Energy management | HW | Connected Produc | Discontinued |  | No information
| No | No | EvoPacT SF | Medium Voltage Switchgear Components | Power Products | Energy management | HW | Connected Produc | Discontinued |  | No information
| No | No | VAH | Medium Voltage Switchgear Components | Power Products | Energy management | HW | Connected Produc | Commercialized |  | No information
| No | No | VigiPacT | Circuit Breakers and Switches | Power Products | Energy management | HW | Connected Produc | Commercialized |  | Modbus Serie |  |  |  |  | Y
| No | No | MicroLogic | Low Voltage Products and Systems | Power Products | Energy management | HW | Connected Product | End of Commercialization |  | Modbus Serie, Modbus TCP |  |  |  |  | Y | Y
| No | No | MicroLogic 2.0 | Low Voltage Products and Systems | Power Products | Energy management | HW | Connected Product | End of Commercialization |  | Modbus Serie, Modbus TCP, bluetooth, |  |  |  |  | Y | Y
| No | No | Canalis | Busbar and cable management | Power Products | Energy management | HW | Connected Product | Commercialized | Com bus DALI & DSI and Product documentation says modbus is applicable (Not sure) | No protocol supported
| Yes | No | ComPacT NS Switch-disconnectors | Circuit Breakers and Switches | Power Products | Energy management | HW | Connected Product | Commercialized |  | No information
Offers not in H&D portfolio
| No | No | Hems Logic Gateway | [6 empty] | Currently not included in the list. TBD later. | HTTPS
| No | No | Twin Bus IP | [6 empty] | Currently not included in the list. TBD later. | SIP, SIPs, RTSP
|  | No | No | eConfigure KNX | Residential and Small Business | Home & Distribution | Energy Management | SW | Edge Control | Commercialized | Lite,Expert | Software
| No | No | Acti9 iEM2000 | Power metering and control | Home & Distribution | Energy Management | HW | Connected product | Commercialized | Distribution | Modbus Serie |  |  |  | Y
| Yes | No | Acti9 iEM3000 | Basic Energy Metering | Home & Distribution | Energy Management | HW | Connected product | Commercialized | Distribution | Bacnet, Modbus serie | Y |  |  | Y |  |  | Y
| Yes | Yes | Acti9 PowerTag Link | Electrical Protection and control | Home & Distribution | Energy Management | HW | Connected product | Commercialized | Distribution | HTTP/HTTPS, Modbus TCP, Web |  | Y |  |  | Y
| Yes | No | Acti9 Smartlink | Power monitoring and control | Home & Distribution | Energy Management | HW | Connected product | Commercialized | Distribution | Modbus RTU, Modbus TCP, Web |  |  |  | Y | Y |  | Y
| Yes | No | 2000 SERIES CONTROLLER
3000 SERIES CONTROLLER
| No | No | EcoStruxure Power Design Ecodial | energy management software solution | Digital Factory | Industrial Automation | SW | Edge control | Commercialized | Programming software | Software
TO be Deleted
Yes | No | KNX Home Automation | [7 empty] | KNX Net/IP, KNX,
No | Yes | homeLYnk | Home Automation | Home & Distribution | Energy Management | HW | Connected product | Commercialized | Home | KNX, ModbusRTU & TCP, BacNet TCP, HTTP, HTTPS, KNX Net/IP | Y |  | Y | Y | Y
Yes | No | C-Bus Home Automation | [6 empty] | 3 controller and servers | HTTPS
Check with DB
Yes | No | PowerLink G4 3500 Level Controller
Note on D3: Not part of PP
Note on D4: Not part of PP
Note on D5: Not part of PP (Industry ?)
Note on J8: END of commercialization
Note on J9: END of commercialization
Note on D10: [Commentaire à thread] Votre version d’Excel vous permet de lire ce commentaire à thread. Toutefois, les modifications qui y sont apportées seront supprimées si le fichier est ouvert dans une version plus récente d’Excel. En savoir plus : https://go.microsoft.com/fwlink/?linkid=870924 Commentaire : To be removed from the list as no protocols supported
Note on D19: [Commentaire à thread] Votre version d’Excel vous permet de lire ce commentaire à thread. Toutefois, les modifications qui y sont apportées seront supprimées si le fichier est ouvert dans une version plus récente d’Excel. En savoir plus : https://go.microsoft.com/fwlink/?linkid=870924 Commentaire : It is part of Digital Energy. TBC

## Secure Power (extra data)
NMC
|  |  |  | Seen online but cannot identify product | [11 empty] | NMC
NMC
|  |  |  | New Category to be implemented (04 Mar) | [11 empty] | NMC
[7 empty] | NMC2 Apps |  | NMC3 Apps | [6 empty] | NMC
|  |  |  | First Level |  |  | Name | LOB | App Name | LOB | [5 empty] | NMC
|  |  |  | NMC1 | AOS version 1,2,3 | AP9617, AP9618, AP9619 | acrc2g | Cooling | ACRC-2G | Cooling | [5 empty] | NMC
|  |  |  | NMC2 | AOS version 5,6,7 | AP9630, AP9631 | acrd2g | Cooling | ACRD-2G | Cooling | [5 empty] | NMC
|  |  |  | NMC3 | AOS version 1.3.3.1, 2.5, 3.4 | AP9640, AP9641, AP9544 | acrp2g | Cooling | ACRP-2G | Cooling | [5 empty] | NMC
|  |  |  | NMC4 |  | AP9644 | acrptk2g | Cooling | ACRPTK-2G | Cooling | [5 empty] | NMC
|  |  |  | Easy 1P NMC |  |  | amico | Cooling | AMICO | Cooling | [5 empty] | NMC
|  |  |  | Easy 3P NMC | LOB in SP Divisions |  | ats | 3 Phase | AQUASCROLL | [6 empty] | NMC
|  |  |  | Software | DC - Data Centre Systems |  | ats4g | 3 Phase | ats4g | 3 Phase | [5 empty] | NMC
|  |  |  | Cloud | Cooling |  | aquacentr | Cooling | BCWC | Cooling | [5 empty] | NMC
|  |  |  | UPSD* | T&E - Transactional & Edge |  | BM4 | 3 Phase | Closecdz | Cooling | [5 empty] | NMC
|  |  |  | Gateway? | Software |  | CHU | 3 Phase | closecdznam | Cooling | [5 empty] | NMC
[5 empty] | Services |  | eb2g | Cooling | EB-2G | Cooling | [5 empty] | NMC
|  |  |  | Second Level |  |  | Fanwall | Cooling | EMGPX | [6 empty] | NMC
|  |  |  | PDU |  |  | G300 | 3 Phase | epdu | [6 empty] | NMC
|  |  |  | UPS |  |  | g7k | 3 Phase | EU1P | [6 empty] | NMC
|  |  |  | Cooling |  |  | G9KCHU |  | eu3p | [6 empty] | NMC
[7 empty] | grpp | 3 Phase | FanWall | Cooling | [5 empty] | NMC
[7 empty] | gvmsa | 3 Phase | Galaxy RPP | 3 Phase | [5 empty] | NMC
[7 empty] | gvmts | 3 Phase | Galaxy VM SA | 3 Phase | [5 empty] | NMC
[7 empty] | gvxsa | 3 Phase | Galaxy VM TS | 3 Phase | [5 empty] | NMC
[7 empty] | gvxts | 3 Phase | Galaxy VX SA | 3 Phase | [5 empty] | NMC
[7 empty] | ledx2g | Cooling | Galaxy VX TS | 3 Phase | [5 empty] | NMC
[7 empty] | LeoGen2 | Cooling | gmod | [6 empty] | NMC
[7 empty] | nb250 | 3 Phase | Ledx-2g | Cooling | [5 empty] | NMC
[7 empty] | pmm | 3 Phase | LEGDUE | [6 empty] | NMC
[7 empty] | px2 | 3 Phase | LEOgen-2 | Cooling | [5 empty] | NMC
[7 empty] | pxc | 3 Phase | nb250 | RPDU | [5 empty] | NMC
[7 empty] | rdEdge1xx (saaral) | Cooling | PMM | Rack Power | [5 empty] | NMC
[7 empty] | rd3xx | Cooling | PX1 - PX2 | 3 Phase
[7 empty] | rpdu | 3 Phase | PXP/PXC | 3 Phase
[7 empty] | rx10x2g | Cooling | Rack ATS | Single Phase
[7 empty] | sc2g | Cooling | Rd2xxx | Cooling
[7 empty] | sumx | HBN | RdEdge1xx (saaral) | Cooling
[7 empty] | sxw | 3 Phase | rpdu | RPDU
[7 empty] | sy | HBN | RX10x2g | Cooling
[7 empty] | sy3p | 3 Phase | SC-2g | Cooling
[7 empty] | sypx | 3 Phase | SU | Single Phase
[7 empty] | trmchlr | Cooling | SUCAN
[7 empty] | unflrsp | Cooling | SXW | 3 Phase
[7 empty] | unflrtsa | Cooling | SY | HBN
[7 empty] | uniflrle | Cooling | Symmetra PX (Odin) | 3 Phase
[7 empty] | uniflrlel | Cooling | TRIMCHILLER | cooling
[7 empty] | x84p | 3 Phase | Uniflair SP | Cooling
[7 empty] | xpdu | 3 Phase | UniflairLE | Cooling
[7 empty] | xrdp | 3 Phase | Uniflairle_l | Cooling
[7 empty] | xrdp2g | 3 Phase | UniflairTSA | Cooling
[9 empty] | x84P | 3 Phase
[9 empty] | XPDU | 3 Phase
[9 empty] | XRDP | 3 Phase
[9 empty] | XRDP-2G | 3 Phase
No | No | ? |  | Espace U | No information | Secure Power | Energy Management | HW | Connected product | No information |  | HTTPS, SNMP, TCP/IP | Y |  | Y
No | No | ? |  | Galaxy Lithium-ion Battery Systems | Uninterruptible Power Supply (UPS) | Secure Power | Energy Management | HW | Connected product | Commercialized |  | Modbus TCP/IP , Modbus RTU |  | Y | Y | Easy 3P NMC
Easy NMC
No | No | USB |  | PowerChute Personal Edition | Data Center Software | Secure Power | Energy Management | SW | Edge control | Commercialized |  | Software
No | No | serial |  | PowerChute Serial Shutdown | Data Center Software | Secure Power | Energy Management | SW | Edge control | Commercialized |  | Software |  |  |  | ?
No | No | Serial |  | PowerChute Business Edition | Data Center Software | Secure Power | Energy Management | SW | Edge control | Commercialized |  | Software |  |  |  | NMC4
No | No | Easy NMC |  | Easy UPS 1 Ph BVS Series | Uninterruptible Power Supply (UPS) | Critical Power, Cooling and Racks | Secure Power | HW | No information | Commercialized |  | No information |  |  |  | Cloud
No |  | ??? |  | Cooling Distribution and Piping Accessories | Cooling Solutions | Critical Power, Cooling and Racks | Secure Power | HW | No information | Commercialized |  | No information |  |  |  | Easy NMC
No | No | ??? |  | Console LCD Netshelter | IT Racks and Accessories | Critical Power, Cooling and Racks | Secure Power | HW | No information | Commercialized |  | No information |  |  |  | ???
No | No | Cloud |  | EcoStruxure Asset Advisor | Critical Power Cooling and Racks | Digital Power | Energy Management | SW | Analytics | Commercialized |  | Software |  |  |  | ???
No | No | NMC | Cooling | NetShelter Data Center Containment | Cooling Solutions | Critical Power, Cooling and Racks | Secure Power | HW | No information | End of commercialization |  | No information |  |  |  | Easy 3P NMC
No | No | Easy NMC |  | Easy Custom Rack PDUs | IT Power Distribution | Critical Power, Cooling and Racks | Secure Power | HW | Connected product | Commercialized | No reliable information | No information |  |  |  | Gateway
Easy NMC
Note on E70: [Commentaire à thread] Votre version d’Excel vous permet de lire ce commentaire à thread. Toutefois, les modifications qui y sont apportées seront supprimées si le fichier est ouvert dans une version plus récente d’Excel. En savoir plus : https://go.microsoft.com/fwlink/?linkid=870924 Commentaire : Serial Comms. Hence moved
Note on B71: [Commentaire à thread] Votre version d’Excel vous permet de lire ce commentaire à thread. Toutefois, les modifications qui y sont apportées seront supprimées si le fichier est ouvert dans une version plus récente d’Excel. En savoir plus : https://go.microsoft.com/fwlink/?linkid=870924 Commentaire : Yes*
Note on E73: [Commentaire à thread] Votre version d’Excel vous permet de lire ce commentaire à thread. Toutefois, les modifications qui y sont apportées seront supprimées si le fichier est ouvert dans une version plus récente d’Excel. En savoir plus : https://go.microsoft.com/fwlink/?linkid=870924 Commentaire : To check with Digital Power team

## Secure Power (NEW) (hidden)
4 | 12 |  | 84
Seen on BS | Fingerprints available | Category | Product range | Family | LOB | BU | Type | EcoStruxuretruxure Level | State | Notes | Protocols | BacNet | EIP | FTP | HTTP/HTTPS | KNX | mDNS | Modbus Series | ModbusTCP | SNTP | SNMP | SQL Server | Telnet | DNP3 | Web | SMTP | SFTP | 3,4G | Wifi , IPV4,6 | IEC 60870-5-103/104/101 | IEC 61850 | Zigbee | Other
| No | ? | Console LCD Netshelter | IT Racks and Accessories | Critical Power, Cooling and Racks | Secure Power | HW | No information | Commercialized |  | No information
| Yes | ? | Cooling Distribution and Piping Accessories | Cooling Solutions | Critical Power, Cooling and Racks | Secure Power | HW | No information | Commercialized |  | No information
| No | Easy NMC | Easy Basic Rack PDU | IT Power Distribution | Critical Power, Cooling and Racks | Secure Power | HW | No information | Commercialized |  | No information
| Yes | Easy NMC | Easy Cooling Row CW | Cooling Solutions | Secure Power | Energy Management | HW | Connected product | Commercialized |  | Modbus RTU, Modbus TCP | [6 empty] | Y | Y
| No | Easy NMC | Easy Custom Rack PDUs | IT Power Distribution | Critical Power, Cooling and Racks | Secure Power | HW | Connected product | Commercialized | No reliable information | No information
| No | Easy NMC | Easy Metered Rack PDU | IT Power Distribution | Secure Power | Energy Management | HW | Connected product | Commercialized |  | HTTP/HTTPS , SNMP |  |  |  | Y | [5 empty] | Y
| No | Easy NMC | Easy Micro Data Center Serie C | IT Racks and Accessories | Secure Power | Energy Management | HW | Connected product | Commercialized | Phone and application available | No information | [13 empty] | Y
| No | Easy NMC | Easy Micro Data Center Serie R | IT Racks and Accessories | Secure Power | Energy Management | HW | Connected product | Commercialized | Phone and application available | No information | [13 empty] | Y
| No | Easy NMC | Easy Micro Data Center Serie S | IT Racks and Accessories | Secure Power | Energy Management | HW | Connected product | Commercialized | Phone and application available | No information | [13 empty] | Y
| Yes | Easy NMC | Easy Switched Rack PDU | IT Power Distribution | Secure Power | Energy Management | HW | Connected product | Commercialized |  | HTTP/HTTPS , SNMP |  |  |  | Y | [5 empty] | Y
| No | Easy NMC | Easy UPS 1 Ph BVS Series | Uninterruptible Power Supply (UPS) | Critical Power, Cooling and Racks | Secure Power | HW | No information | Commercialized |  | No information
| Yes | Easy NMC | Easy UPS 1 Ph On-Line | Uninterruptible Power Supply (UPS) | Secure Power | Energy Management | HW | Connected product | Commercialized |  | Modbus & SNMP | [6 empty] | Y | Y? |  | Y
| Yes | Easy 3P NMC | Easy UPS 3L | Uninterruptible Power Supply (UPS) | Secure Power | Energy Management | HW | Connected product | Commercialized |  | RS485, dry contacts, Ethernet (SNMP, Modbus, TCP/IP, BACnet) & Web | Y | [5 empty] | Y | ? |  | Y
| No | Easy 3P NMC | Easy UPS 3L smock extraction | Uninterruptible Power Supply (UPS) | Secure Power | Energy Management | HW | Connected product | Commercialized |  | SNMP & Modbus Serie ? | [6 empty] | Y? |  |  | Y
| No | Easy 3P NMC | Easy UPS 3M | Uninterruptible Power Supply (UPS) | Secure Power | Energy Management | HW | Connected product | Commercialized |  | Modbus Serie, Modbus TCP, Bacnet, Web | Y | [5 empty] | Y | Y |  | Y |  |  |  | Y
| No | Easy 3P NMC | Easy UPS 3M smock extraction | Uninterruptible Power Supply (UPS) | Secure Power | Energy Management | HW | Connected product | Commercialized |  | SNMP & Modbus Serie ? | [6 empty] | Y? |  |  | Y
| No | Easy 3P NMC | Easy UPS 3-Phase Modular | Uninterruptible Power Supply (UPS) | Secure Power | Energy Management | HW | Connected product | Commercialized |  | Modbus TCP, Modbus Series Ethernet IP, BacNet | Y | Y |  |  |  |  | Y | Y |  | Y
| No | Easy 3P NMC | Easy UPS 3S | Uninterruptible Power Supply (UPS) | Secure Power | Energy Management | HW | Connected product | Commercialized |  | RS485, dry contacts, Ethernet (SNMP, Modbus, TCP/IP, BACnet) & Web | Y | [5 empty] | Y | ? |  | Y |  |  |  | Y
| No | Easy 3P NMC | Easy UPS 3-Series Accessories | Uninterruptible Power Supply (UPS) | Secure Power | Energy Management | HW | Connected product | Commercialized |  | No information
| No | Easy NMC | Easy UPS Lithium Ion SRVL & SRVLS | Uninterruptible Power Supply (UPS) | Secure Power | Energy Management | HW | Connected product | Commercialized |  | Web, SSH, HTTPS, Modbus (Not sure) | [6 empty] | Y? | Y? |  | Y |  |  |  | Y
| No | Easy NMC | Easy UPS On-Line | Uninterruptible Power Supply (UPS) | Critical Power, Cooling and Racks | Secure Power | HW | No information | Commercialized |  | No information
| No | Easy NMC | Easy UPS Security Light | Uninterruptible Power Supply (UPS) | Secure Power | Energy Management | HW | Connected product | Commercialized |  | Modbus Serial , SNMP , Modbus TCP/IP | [6 empty] | Y | Y |  | Y
| No | Easy NMC | Easy UPS SMVS | Uninterruptible Power Supply (UPS) | Secure Power | Energy Management | HW | Connected product | Commercialized |  | Web SNMP | [9 empty] | Y |  |  |  | Y
| No | Easy NMC | Easy UPS SRVLS | Uninterruptible Power Supply (UPS) | Secure Power | Energy Management | HW | Connected product | Commercialized |  | Web SNMP , Modbus | [6 empty] | Y? | Y? |  | Y |  |  |  | Y
| No | Easy NMC | Easy UPS SRVS | Uninterruptible Power Supply (UPS) | Secure Power | Energy Management | HW | Connected product | Commercialized |  | SNMP, Web, Modbus serie | [6 empty] | Y |  |  | Y |  |  |  | Y
| No | Easy NMC | Easy UPS SVRS | Uninterruptible Power Supply (UPS) | Secure Power | Energy Management | HW | Connected product | Commercialized |  | Web SNMP , Modbus series | [6 empty] | Y |  |  | Y |  |  |  | Y
| No | Cloud | EcoStruxure Asset Advisor | Critical Power Cooling and Racks | Digital Power | Energy Management | SW | Analytics | Commercialized |  | Software
| No | Cloud | EcoStruxuretruxure IT Advisor | Data Center Software | Secure Power | Energy Management | SW | Analytics | Commercialized |  | Software
| No | Cloud | EcoStruxuretruxure IT Expert | Data Center Software | Secure Power | Energy Management | SW | Edge control | Commercialized |  | Software
| No | Gateway | EcoStruxuretruxure IT Gateway NUC | Data Center Software | Secure Power | Energy Management | HW | Connected product | End of commercialization |  | SNMP, Modbus RTU, Modbus TCP, HTTP/HTTPS,FTP |  |  | Y | Y |  |  | Y | Y |  | Y
| No | Cloud | EcoStruxuretruxure IT SmartConnect | Data Center Software | Secure Power | Energy Management | SW | Edge control | Commercialized |  | Software
| No | ? | Espace U | No information | Secure Power | Energy Management | HW | Connected product | No information |  | HTTPS, SNMP, TCP/IP |  |  |  | Y |  |  |  | Y
| No | ? | Galaxy Lithium-ion Battery Systems | Uninterruptible Power Supply (UPS) | Secure Power | Energy Management | HW | Connected product | Commercialized |  | Modbus TCP/IP , Modbus RTU | [6 empty] | Y | Y
| No | NMC4 | Galaxy PW Gen 2 | Uninterruptible Power Supply (UPS) | Secure Power | Energy Management | HW | Connected product | Commercialized |  | Modbus Series , Web,SNMP | [6 empty] | Y |  |  | Y |  |  |  | Y
| No | NMC4 | Galaxy VL | Uninterruptible Power Supply (UPS) | Secure Power | Energy Management | HW | Connected product | Commercialized |  | Modbus (SCADA) , Modbus TCP/IP , Modbus RTU | [6 empty] | Y | Y
| No | NMC4 | Galaxy VM | Uninterruptible Power Supply (UPS) | Secure Power | Energy Management | HW | Connected product | Commercialized |  | Modbus (SCADA) , Modbus TCP/IP , Modbus RTU | [6 empty] | Y | Y
| Yes | NMC4 | Galaxy VS | Uninterruptible Power Supply (UPS) | Secure Power | Energy Management | HW | Connected product | Commercialized |  | Modbus (SCADA) , Modbus TCP/IP , Modbus RTU ?, Web | [6 empty] | Y? | Y | [5 empty] | Y
| No | NMC4 | Galaxy VX | Uninterruptible Power Supply (UPS) | Secure Power | Energy Management | HW | Connected product | Commercialized |  | Modbus TCP/IP & Modbus Series, Web,SNMP |  |  | Mail |  |  |  | Y | Y |  | Y
| No | Netbotz 750 | NetBotz | Security and Environmental Monitoring | Secure Power | Energy Management | HW | Connected product | Commercialized |  | HTTPS, SNMP, TCP/IP, SSH? |  |  |  | Y |  |  |  | Y |  | Y |  |  |  | Y? | [7 empty] | SSH?
| No | NMC | NetShelter Basic Rack PDUs | IT Power Distribution | Secure Power | Energy Management | HW | Connected product | Commercialized |  | Modbus ? | [6 empty] | Y? | Y?
| No | NMC | NetShelter Custom Rack PDUs | IT Power Distribution | Secure Power | Energy Management | HW | Connected product | Commercialized |  | TelNet, SNMP, Web | [9 empty] | Y |  | Y |  | Y
| No | NMC | NetShelter Data Center Containment | Cooling Solutions | Critical Power, Cooling and Racks | Secure Power | HW | No information | End of commercialization |  | No information
| No | NMC | NetShelter Metered Rack PDUs | IT Power Distribution | Secure Power | Energy Management | HW | Connected product | Commercialized |  | Web & SNMP, SSH?, EcoStruxuretruxure interace, Modbus ? | [6 empty] | Y? | Y? |  | Y |  |  |  | Y | [7 empty] | SSH?
| No | NMC | NetShelter Metered-by-Outlet Rack PDUs | IT Power Distribution | Secure Power | Energy Management | HW | Connected product | Commercialized |  | Modbus TCP/IP, IPv4&6, snmp, ftp, web, |  |  | Y |  |  |  |  | Y |  | Y |  |  |  | Y |  |  |  | Y
| No | NMC | NetShelter Rack PDU Advanced | IT Power Distribution | Secure Power | Energy Management | HW | Connected product | Commercialized |  | IPv4&6, Web, SNMP | [9 empty] | Y |  |  |  | Y |  |  |  | Y
| No | NMC | NetShelter Switched Metered Outlet PDUs | IT Power Distribution | Secure Power | Energy Management | HW | Connected product | Commercialized |  | Web, SNMP | [9 empty] | Y |  |  |  | Y
| No | NMC | NetShelter Switched Rack PDUs | IT Power Distribution | Secure Power | Energy Management | HW | Connected product | Commercialized |  | Software
| Yes | NMC | Network Managment Card | Data Center Software | Secure Power | Energy Management | HW | Connected product | Commercialized |  | SNMP, Web, FTP Modbus serie |  |  | Y |  |  |  | Y |  |  | Y |  |  |  | Y
| No | NMC | PowerChute Network Shutdown | Data Center Software | Secure Power | Energy Management | SW | Edge control | Commercialized |  | Software
| Yes | NMC | Smart-UPS | Uninterruptible Power Supply (UPS) | Secure Power | Energy Management | HW | Connected product | Commercialized |  | SNMP & Web, FTP& Modbus Serie with optional card |  |  | Y |  |  |  | Y | [6 empty] | Y
| No | NMC | Smart-UPS Battery Systems | Uninterruptible Power Supply (UPS) | Critical Power, Cooling and Racks | Secure Power | HW | No information | Commercialized |  | No information
| No | NMC | Smart-UPS On-Line | Uninterruptible Power Supply (UPS) | Secure Power | Energy Management | HW | Connected product | Commercialized |  | Web, Modbus Serie, SNMP, FTP, TelNet with a card |  |  |  | Y? |  |  | Y |  |  | Y |  | Y | [5 empty] | Y
| No | NMC | Smart-UPS On-Line SR1 | Uninterruptible Power Supply (UPS) | Secure Power | Energy Management | HW | Connected product | Commercialized |  | Web, Modbus Serie, SNMP, FTP, TelNet with a card |  |  |  | Y? |  |  | Y |  |  | Y |  | Y | [5 empty] | Y
| No | NMC | Smart-UPS SCL,SMTL | Uninterruptible Power Supply (UPS) | Secure Power | Energy Management | HW | Connected product | Commercialized |  | Web, SNMP | [9 empty] | Y |  |  |  | Y
| No | NMC | Smart-UPS SMT | Uninterruptible Power Supply (UPS) | Secure Power | Energy Management | HW | Connected product | Commercialized |  | Web, SNMP | [9 empty] | Y |  |  |  | Y
| No | NMC | Smart-UPS SMX | Uninterruptible Power Supply (UPS) | Secure Power | Energy Management | HW | Connected product | Commercialized |  | Web, SNMP | [9 empty] | Y |  |  |  | Y
| Yes | NMC | Smart-UPS SRT | Uninterruptible Power Supply (UPS) | Secure Power | Energy Management | HW | Connected product | Commercialized |  | Web SNMP ,Modbus serial , HTTP |  |  |  | ? |  |  | Y |  |  | Y
| No | NMC | Smart-UPS SRTG | Uninterruptible Power Supply (UPS) | Secure Power | Energy Management | HW | Connected product | Commercialized |  | Modbus serial | [6 empty] | Y
| No | NMC | Smart-UPS SRTL | Uninterruptible Power Supply (UPS) | Secure Power | Energy Management | HW | Connected product | Commercialized |  | Web,SNMP | [9 empty] | Y |  |  |  | Y
| Yes | NMC | Smart-UPS SURT & RT | Uninterruptible Power Supply (UPS) | Secure Power | Energy Management | HW | Connected product | Commercialized |  | Web,SNMP | [6 empty] | Y |  |  | Y |  |  |  | ?
| No | NMC | Smart-UPS Ultra | Uninterruptible Power Supply (UPS) | Secure Power | Energy Management | HW | Connected product | Commercialized |  | Web, Modbus Serie, SNMP, FTP, TelNet? with a card |  |  |  | Y |  |  | Y |  |  | Y |  | Y? |  | Y
| Yes | NMC | Symmetra | Uninterruptible Power Supply (UPS) | Critical Power, Cooling and Racks | Secure Power | HW | No information | Commercialized |  | No information
| No | NMC | Symmetra LX |  | Secure Power | Energy Management | HW | Connected product | Commercialized |  | Web,SNMP, Wifi, | [9 empty] | Y |  |  |  | Y |  |  |  | Y
| Yes | NMC | Symmetra PX | Uninterruptible Power Supply (UPS) | Secure Power | Energy Management | HW | Connected product | Commercialized |  | HTTP, Modbus RTU, IPV6, SNMP |  |  |  | Y |  |  | Y |  |  | Y | [7 empty] | Y
| No | NMC | Symmetra PX Modular | Uninterruptible Power Supply (UPS) | Secure Power | Energy Management | HW | Connected product | Commercialized |  | SNMP | [9 empty] | Y
| No | NMC | Three-phase Power Transfer System (specific offer) | Uninterruptible Power Supply (UPS) | Secure Power | Energy Management | HW | Connected product | Commercialized |  | Modbus Serie maybe more | [6 empty] | Y
| No | NMC | Unfilair Air Cooled Chillers | Cooling Solutions | Secure Power | Energy Management | HW | Connected product | Commercialized |  | SNMP, Modbus TCP/IP, Modbus RTU, BacNet | Y | [5 empty] | Y | Y |  | Y
| No | NMC | Unflair Indirect Economizers | Cooling Solutions | Secure Power | Energy Management | HW | Connected product | Commercialized |  | Modbus | [6 empty] | Y? | Y?
| No | NMC | Uniflair Ceiling Mounted Split Room Cooling | Cooling Solutions | Secure Power | Energy Management | HW | Connected product | Commercialized |  | Web, Telnet, SSH | [11 empty] | Y |  | Y | [7 empty] | SSH
| No | NMC | Uniflair Ducted Chillers | Cooling Solutions | Critical Power, Cooling and Racks | Secure Power | HW | No information | Commercialized |  | No information
| No | NMC | Uniflair Free Cooling Chillers | Cooling Solutions | Secure Power | Energy Management | HW | Connected product | Commercialized |  | Web, Telnet & SSH | [11 empty] | Y |  | Y | [7 empty] | SSH
| No | NMC | Uniflair Med,Large Room Cooling | Cooling Solutions | Secure Power | Energy Management | HW | Connected product | Commercialized |  | Web, Telnet & SSH, Bacnet, Modbus | Y | [5 empty] | Y? | Y? |  |  |  | Y |  | Y | [7 empty] | SSH
| No | NMC | Uniflair Monoblock Room Cooling | Cooling Solutions | Secure Power | Energy Management | HW | Connected product | Commercialized |  | Web, Telnet & SSH, Bacnet, Modbus | Y | [5 empty] | Y? | Y? |  |  |  | Y |  | Y | [7 empty] | SSH
| No | NMC | Uniflair Rack Mounted Room Cooling | Cooling Solutions | Secure Power | Energy Management | HW | Connected product | Commercialized |  | Modbus Serie | [6 empty] | Y
| No | NMC | Uniflair Small Room Cooling | Cooling Solutions | Secure Power | Energy Management | HW | Connected product | Commercialized |  | SNMP, Modbus TCP/IP & RTU, BacNet | Y | [5 empty] | Y | Y |  | Y
| No | NMC | Uniflair SP | Cooling Solutions | Secure Power | Energy Management | HW | Connected product | Commercialized |  | Modbus TCP, Telnet, SSH, FTP, HTTP/HTTPS?, SNMP |  |  | Y | Y |  |  |  | Y |  | Y |  | Y | [5 empty] | Y
| No | NMC | Uniflair Wall Mount Room Cooling | Cooling Solutions | Secure Power | Energy Management | HW | Connected product | Commercialized |  | HTTP/HTTPS, Telnet & SSH?, Bacnet, Modbus | Y | [5 empty] | Y? | Y? |  |  |  | Y |  | Y | [7 empty] | SSH
| No | NMC | Uniflair Water Chilled Unit | Cooling Solutions | Critical Power, Cooling and Racks | Secure Power | HW | No information | No information |  | Modbus, SNMP?, | [6 empty] | Y? | Y? |  | Y?
| No | NMC | Uniflair Water Cooled Chillers | Cooling Solutions | Secure Power | Energy Management | HW | Connected product | Commercialized |  | HTTP/HTTPS, Telnet & SSH?, Bacnet, Modbus | Y | [5 empty] | Y? | Y? |  |  |  | Y |  | Y | [7 empty] | SSH
| No | NMC | UPS Network Management Cards | Uninterruptible Power Supply (UPS) | Secure Power | Energy Management | HW | Connected product | Commercialized |  | SSH, HTTP/HTTPS, , SNMP, FTP, IPv4&6, Modbus? | Y |  | Y | Y |  |  | Y | Y |  | Y |  |  |  | Y |  |  |  | Y
Yes | No | NMC | EcoStruxure Micro Data Centers
Yes | No | NMC | Rack Power Distribution
Yes | No | NMC | Smart-UPS
Yes | No | NMC | UPS Management
Seen online but cannot identify product
New Category to be implemented (04 Mar)
First Level
NMC
NMC2
NMC3
NMC4
Easy 1P NMC
Easy 3P NMC
Software
Cloud
UPSD*
Gateway?
Second Level
PDU
UPS
Cooling
| No | Cooling: ACRC chilled water AFC | Active flow controller | IT Racks and Accessories | Secure Power | Energy Management | HW | Connected product | Commercialized |  | Modbus Series | [6 empty] | Y
| No | Serial | PowerChute Business Edition | Data Center Software | Secure Power | Energy Management | SW | Edge control | Commercialized |  | Software
| No | USB | PowerChute Personal Edition | Data Center Software | Secure Power | Energy Management | SW | Edge control | Commercialized |  | Software
| No | serial | PowerChute Serial Shutdown | Data Center Software | Secure Power | Energy Management | SW | Edge control | Commercialized |  | Software
| Can Identify | Category | Product range | Remarks
| Y | NMC |  | Can detect at least 1 product with NMC
NMC2
NMC3
| Y | NMC4 |  | Can detect at least 1 product with NMC4
| Y | Easy 1P NMC |  | Can detect at least 1 product
| Y | Easy 3P NMC |  | Can detect at least 1 product
| Y | Software |  | Can detect at least 1 software
Cloud
UPSD*
Gateway